## ERCOT Queue
INR | Project Name | GIM Study Phase | Interconnecting Entity | POI Location | County | CDR Reporting Zone | Projected COD | Fuel | Technology | MW | NL_Score | NL_Reasons
25INR0688 | Giga Texas Data Center | SS Completed, FIS Completed, IA | Giga Texas Energy, LLC | HORNSBY Substation POIB# 7047 Site will be connected behind the meter at Medium Voltage 24.9 kV with non export controls GSU TRANSFORMER 80/106/133MVA 345kV DELTA PRIMARY 24.9kV WYE-G SECONDARY Z=XX%, 65DEG C RISE | Travis | SOUTH | 2025-12-15 | OTH | BA | 133 | 65 | Battery storage (BTS/net lease facility) ¦ 133 MW ¦ COD 2025 (imminent - land deals NOW) ¦ IA signed + FIS complete (most advanced) ¦ Data center (explicit)
26INR0546 | Hobby BESS I | SS Completed, FIS Completed, No IA | Airport Storage II LLC | Double Tap 138kV 42680 Garden Villas – 48250 Hall & 42680 Garden Villas – 48013 Chocolate Bayou | Harris | HOUSTON | 2027-10-15 | OTH | BA | 602.56 | 62 | Battery storage (BTS/net lease facility) ¦ 603 MW (large) ¦ COD 2027 (imminent - land deals NOW) ¦ IA signed + FIS complete (most advanced)
26INR0686 | Zeus Mitchell BESS II | SS Completed, FIS Started, No IA | Zeus Mitchell BESS II, LLC | Tap 345 kV 10049 Ranger Camp - 10057 Prong Moss CKT #01 and #02 | Mitchell | WEST | 2027-05-01 | OTH | BA | 1042.94 | 62 | Battery storage (BTS/net lease facility) ¦ 1,043 MW (mega project) ¦ COD 2027 (imminent - land deals NOW) ¦ Has interconnection agreement
26INR0375 | Avalon BESS | SS Completed, FIS Completed, IA | Avalon BESS, LLC | Tapping the 345 kV Line from Smithers (Bus# 44650) to Bellaire (Bus# 47000). | Fort Bend | HOUSTON | 2026-12-01 | OTH | BA | 522.12 | 62 | Battery storage (BTS/net lease facility) ¦ 522 MW (large) ¦ COD 2026 (imminent - land deals NOW) ¦ IA signed + FIS complete (most advanced)
26INR0545 | Knight Airport BESS I | SS Completed, FIS Started, No IA | Airport Storage I LLC | Tap 138kV 48126 Gulfgate - 48199 Knight 06 and 42680 Garden Villas - 42770 Ashville 06 | Harris | HOUSTON | 2027-10-15 | OTH | BA | 522.46 | 59 | Battery storage (BTS/net lease facility) ¦ 522 MW (large) ¦ COD 2027 (imminent - land deals NOW) ¦ Has interconnection agreement
27INR0082 | Orbit Energy Storage | SS Completed, FIS Started, No IA | GCI Orbit Energy Storage, LLC | Tap 345 kV Calaveras Power Station (BUS #5400) to VON_ROSE (BUS #5475) | Bexar | SOUTH | 2027-06-01 | OTH | BA | 501.94 | 59 | Battery storage (BTS/net lease facility) ¦ 502 MW (large) ¦ COD 2027 (imminent - land deals NOW) ¦ Has interconnection agreement
26INR0630 | Betel Storage I | SS Completed, FIS Started, No IA | BETEL STORAGE I | 3377 Little Pond Switch ( LTPSW) 345 | Milam | SOUTH | 2026-08-12 | OTH | BA | 500 | 59 | Battery storage (BTS/net lease facility) ¦ 500 MW (large) ¦ COD 2026 (imminent - land deals NOW) ¦ Has interconnection agreement
26INR0636 | Lyra Storage | SS Completed, FIS Started, IA | JUNO BESS I | 345kV MULESHOE (#59922) | Borden | WEST | 2026-11-12 | OTH | BA | 500 | 59 | Battery storage (BTS/net lease facility) ¦ 500 MW (large) ¦ COD 2026 (imminent - land deals NOW) ¦ Has interconnection agreement
26INR0633 | Betel Storage II | SS Completed, FIS Started, No IA | BETEL STORAGE II | 3377 Little Pond 345 | Milam | SOUTH | 2026-12-17 | OTH | BA | 500 | 59 | Battery storage (BTS/net lease facility) ¦ 500 MW (large) ¦ COD 2026 (imminent - land deals NOW) ¦ Has interconnection agreement
27INR0087 | Tumbleweed Storage | SS Completed, FIS Started, No IA | Hecate Energy Tumbleweed Storage LLC | 59905 Faraday 345 kV | Borden | WEST | 2027-12-01 | OTH | BA | 507.2 | 59 | Battery storage (BTS/net lease facility) ¦ 507 MW (large) ¦ COD 2027 (imminent - land deals NOW) ¦ Has interconnection agreement
27INR0365 | Comanche BESS | SS Completed, FIS Completed, No IA | ENERGOS BESS | #1440 Comanche Switching Station 345kV | Comanche | NORTH | 2028-10-11 | OTH | BA | 614.4 | 59 | Battery storage (BTS/net lease facility) ¦ 614 MW (large) ¦ COD 2028 (near-term) ¦ IA signed + FIS complete (most advanced)
25INR0587 | Zeus Armstrong BESS | SS Completed, FIS Started, No IA | Armstrong BESS, LLC | Tap 345KV 23900 ALIBATES - 23914 TULECNYN | Armstrong | PANHANDLE | 2028-04-17 | OTH | BA | 1043.08 | 59 | Battery storage (BTS/net lease facility) ¦ 1,043 MW (mega project) ¦ COD 2028 (near-term) ¦ Has interconnection agreement
27INR0190 | Millsing BESS | SS Completed, FIS Completed, No IA | Millsing BESS | 44645 CNP Singleton 345kV | Grimes | NORTH | 2028-10-15 | OTH | BA | 501.6 | 59 | Battery storage (BTS/net lease facility) ¦ 502 MW (large) ¦ COD 2028 (near-term) ¦ IA signed + FIS complete (most advanced)
26INR0156 | Ross Storage | SS Completed, FIS Started, IA | S&S Renewables, LLC | tap the 345 kV Angstrom (#8249) – Static (#8676) line; AEP | Refugio | COASTAL | 2027-07-31 | OTH | BA | 510.99 | 59 | Battery storage (BTS/net lease facility) ¦ 511 MW (large) ¦ COD 2027 (imminent - land deals NOW) ¦ Has interconnection agreement
24INR0098 | Dovetail Storage | SS Completed, FIS Started, No IA | Hecate Energy Dovetail Storage LLC | Tap 345 KV 1421 Willow Creek-60515 Clear Crossing CKT#2 | Jack | NORTH | 2027-04-15 | OTH | BA | 508.7 | 59 | Battery storage (BTS/net lease facility) ¦ 509 MW (large) ¦ COD 2027 (imminent - land deals NOW) ¦ Has interconnection agreement
27INR0535 | Zeus Scurry BESS | SS Completed, FIS Started, No IA | Zeus Scurry BESS | MHOS 345 kV Substation (#59911) | Scurry | WEST | 2028-10-01 | OTH | BA | 1043.07 | 59 | Battery storage (BTS/net lease facility) ¦ 1,043 MW (mega project) ¦ COD 2028 (near-term) ¦ Has interconnection agreement
26INR0417 | GAMAY ENERGY STORAGE | SS Completed, FIS Completed, IA | GAMAY ENERGY STORAGE LLC | Tap 138 kV Line from TNFM524 (39703) to West Columbia Main (39500), in Brazoria County. | Brazoria | COASTAL | 2027-03-01 | OTH | BA | 418.6 | 58 | Battery storage (BTS/net lease facility) ¦ 419 MW (mid-size) ¦ COD 2027 (imminent - land deals NOW) ¦ IA signed + FIS complete (most advanced)
25INR0103 | Elio BESS | SS Completed, FIS Completed, IA | Elio Energy LLC | Tap 138kV 42980 Nash - 44010 Wa Parish circuit 02 | Brazoria | COASTAL | 2027-08-05 | OTH | BA | 317.2 | 58 | Battery storage (BTS/net lease facility) ¦ 317 MW (mid-size) ¦ COD 2027 (imminent - land deals NOW) ¦ IA signed + FIS complete (most advanced)
25INR0138 | Champaign BESS | SS Completed, FIS Completed, IA | Champaign BESS, LLC | Tap 138kV Shaw POD (18664) – Desert Wind Sub (11222) new station Potterson Lake Switch | Glasscock | WEST | 2027-06-28 | OTH | BA | 201.13 | 58 | Battery storage (BTS/net lease facility) ¦ 201 MW (mid-size) ¦ COD 2027 (imminent - land deals NOW) ¦ IA signed + FIS complete (most advanced)
25INR0162 | SAHARA II BESS (SOHO II BESS) | SS Completed, FIS Completed, IA | ESTX-PLD-HOUSTON2 | 43035 Oasis 345kV | Brazoria | COASTAL | 2026-06-01 | OTH | BA | 204.3 | 58 | Battery storage (BTS/net lease facility) ¦ 204 MW (mid-size) ¦ COD 2026 (imminent - land deals NOW) ¦ IA signed + FIS complete (most advanced)
24INR0397 | Rhapsody Storage | SS Completed, FIS Completed, IA | Destiny Storage, LLC | Tap 138kV 40390 Crosby - 40680 Placid Ckt 86 | Harris | HOUSTON | 2026-05-20 | OTH | BA | 205.57 | 58 | Battery storage (BTS/net lease facility) ¦ 206 MW (mid-size) ¦ COD 2026 (imminent - land deals NOW) ¦ IA signed + FIS complete (most advanced)
26INR0333 | VERTUS ENERGY STORAGE | SS Completed, FIS Completed, IA | VERTUS ENERGY STORAGE LLC | Bus Name: TnMainland1, Bus Number: 38830, | Galveston | HOUSTON | 2026-04-28 | OTH | BA | 207.3 | 58 | Battery storage (BTS/net lease facility) ¦ 207 MW (mid-size) ¦ COD 2026 (imminent - land deals NOW) ¦ IA signed + FIS complete (most advanced)
26INR0405 | Buffalo Creek BESS | SS Completed, FIS Completed, IA | Old 300 Storage Center, LLC | 44090 Cedar Creek 345kV | Fort Bend | HOUSTON | 2026-03-10 | OTH | BA | 251.4 | 58 | Battery storage (BTS/net lease facility) ¦ 251 MW (mid-size) ¦ COD 2026 (imminent - land deals NOW) ¦ IA signed + FIS complete (most advanced)
26INR0411 | Tex-Bar ESS | SS Completed, FIS Completed, IA | Tex-Bar ESS LLC | Tap 345kV JEWETT_S5 (#3390) -- SINGLETON (#44645) | Madison | NORTH | 2027-07-01 | OTH | BA | 201.5 | 58 | Battery storage (BTS/net lease facility) ¦ 202 MW (mid-size) ¦ COD 2027 (imminent - land deals NOW) ¦ IA signed + FIS complete (most advanced)
26INR0551 | Hastings Park BESS | SS Completed, FIS Completed, IA | Brazos Roots BESS, LLC | 39010 138kV HASTINGS | Brazoria | COASTAL | 2027-09-15 | OTH | BA | 256.34 | 58 | Battery storage (BTS/net lease facility) ¦ 256 MW (mid-size) ¦ COD 2027 (imminent - land deals NOW) ¦ IA signed + FIS complete (most advanced)
26INR0231 | Energy City BESS | SS Completed, FIS Completed, No IA | Energy City BESS LLC | Tap 138kV 1179 Texaco Mabee Tap - 1200 Mariensfield | Midland | WEST | 2027-06-30 | OTH | BA | 204.9 | 58 | Battery storage (BTS/net lease facility) ¦ 205 MW (mid-size) ¦ COD 2027 (imminent - land deals NOW) ¦ IA signed + FIS complete (most advanced)
26INR0548 | Burnet Bay Storage | SS Completed, FIS Completed, No IA | TOCE TX BESS 4, LLC | tap 138kV 40390 Crosby - 40790 Haney | Harris | HOUSTON | 2027-06-01 | OTH | BA | 207.83 | 58 | Battery storage (BTS/net lease facility) ¦ 208 MW (mid-size) ¦ COD 2027 (imminent - land deals NOW) ¦ IA signed + FIS complete (most advanced)
28INR0024 | Padua Grid BESS Unit 3 | SS Completed, FIS Completed, IA | Padua Grid 3, LLC | Tap #5395 O.W Sommer 138kV | Bexar | SOUTH | 2026-05-15 | OTH | BA | 201.35 | 58 | Battery storage (BTS/net lease facility) ¦ 201 MW (mid-size) ¦ COD 2026 (imminent - land deals NOW) ¦ IA signed + FIS complete (most advanced)
24INR0375 | Possum Kingdom BESS | SS Completed, FIS Completed, No IA | PK Solar, LLC | Tap 345kV 1421 Willow Creek – 11523 Thomas Price | Jack | NORTH | 2027-10-29 | OTH | BA | 200.86 | 58 | Battery storage (BTS/net lease facility) ¦ 201 MW (mid-size) ¦ COD 2027 (imminent - land deals NOW) ¦ IA signed + FIS complete (most advanced)
25INR0222 | Olympic BESS | SS Completed, FIS Completed, No IA | SMT Olympic BESS LLC | AIRLINE 138 kV Substation (Bus# 8490) | Nueces | COASTAL | 2027-07-01 | OTH | BA | 222.81 | 58 | Battery storage (BTS/net lease facility) ¦ 223 MW (mid-size) ¦ COD 2027 (imminent - land deals NOW) ¦ IA signed + FIS complete (most advanced)
25INR0233 | OCI Cobb Creek ESS | SS Completed, FIS Completed, IA | Hillsboro Solar Project LLC | tap 345kV 1907 Venus - 68090 Sam Sw | Hill | NORTH | 2027-12-31 | OTH | BA | 201.6 | 58 | Battery storage (BTS/net lease facility) ¦ 202 MW (mid-size) ¦ COD 2027 (imminent - land deals NOW) ¦ IA signed + FIS complete (most advanced)
26INR0200 | Vaughn Energy Storage | SS Completed, FIS Completed, No IA | Vaughn Battery Storage, LLC | 13 Keith 138kV | Grimes | NORTH | 2027-12-31 | OTH | BA | 200.6 | 58 | Battery storage (BTS/net lease facility) ¦ 201 MW (mid-size) ¦ COD 2027 (imminent - land deals NOW) ¦ IA signed + FIS complete (most advanced)
26INR0201 | Rock Rose BESS | SS Completed, FIS Completed, IA | Rock Rose Energy Storage LLC | 44070 Whaley 345 kV | Fort Bend | HOUSTON | 2027-03-19 | OTH | BA | 211.5 | 58 | Battery storage (BTS/net lease facility) ¦ 212 MW (mid-size) ¦ COD 2027 (imminent - land deals NOW) ¦ IA signed + FIS complete (most advanced)
23INR0502 | Adelite Storage | SS Completed, FIS Completed, IA | Adelite Storage Project LLC | Tap 138kV Thorndale North (bus #3659) – Rookie Switch (bus #3701) | Milam | SOUTH | 2027-06-28 | OTH | BA | 231.88 | 58 | Battery storage (BTS/net lease facility) ¦ 232 MW (mid-size) ¦ COD 2027 (imminent - land deals NOW) ¦ IA signed + FIS complete (most advanced)
26INR0474 | Sorghum BESS | SS Completed, FIS Completed, IA | Blue Creek BESS, LLC | #44060 Blue Substation 345kV | Wharton | SOUTH | 2027-12-01 | OTH | BA | 208.9 | 58 | Battery storage (BTS/net lease facility) ¦ 209 MW (mid-size) ¦ COD 2027 (imminent - land deals NOW) ¦ IA signed + FIS complete (most advanced)
24INR0423 | Hollow Branch Creek Storage | SS Completed, FIS Completed, No IA | Hollow Branch Creek Solar LLC | Jewett – Singleton 345 kV [PTI Bus # 3390 – 44645] | Leon | NORTH | 2027-12-31 | OTH | BA | 460 | 58 | Battery storage (BTS/net lease facility) ¦ 460 MW (mid-size) ¦ COD 2027 (imminent - land deals NOW) ¦ IA signed + FIS complete (most advanced)
23INR0358 | Castor BESS | SS Completed, FIS Completed, IA | BRP Castor BESS LLC | 138 kV West Columbia Local Substation (#39530) | Brazoria | COASTAL | 2026-05-22 | OTH | BA | 205.39 | 58 | Battery storage (BTS/net lease facility) ¦ 205 MW (mid-size) ¦ COD 2026 (imminent - land deals NOW) ¦ IA signed + FIS complete (most advanced)
26INR0310 | Quantum Storage | SS Completed, FIS Completed, IA | IP Quantum II BESS, LLC | 60089 Kilby Switching Station 345kV | Haskell | WEST | 2026-06-01 | OTH | BA | 321.75 | 58 | Battery storage (BTS/net lease facility) ¦ 322 MW (mid-size) ¦ COD 2026 (imminent - land deals NOW) ¦ IA signed + FIS complete (most advanced)
26INR0309 | Solace Storage | SS Completed, FIS Completed, IA | IP Quantum BESS, LLC | tap 345kV 1430 Graham - 1048 Tonkawas | Haskell | WEST | 2026-06-01 | OTH | BA | 321.79 | 58 | Battery storage (BTS/net lease facility) ¦ 322 MW (mid-size) ¦ COD 2026 (imminent - land deals NOW) ¦ IA signed + FIS complete (most advanced)
23INR0318 | Marcelina Storage | SS Completed, FIS Completed, No IA | Marcelina Solar, LLC | Tap 345 kV 5133 Elm Creek - 5901 San Miguel | Wilson | SOUTH | 2026-12-18 | OTH | BA | 203.21 | 58 | Battery storage (BTS/net lease facility) ¦ 203 MW (mid-size) ¦ COD 2026 (imminent - land deals NOW) ¦ IA signed + FIS complete (most advanced)
23INR0419 | SAHARA BESS (SOHO BESS) | SS Completed, FIS Completed, IA | ESTX-PLD-HOUSTON2 | 43035 Oasis 345kV | Brazoria | COASTAL | 2026-06-01 | OTH | BA | 204.4 | 58 | Battery storage (BTS/net lease facility) ¦ 204 MW (mid-size) ¦ COD 2026 (imminent - land deals NOW) ¦ IA signed + FIS complete (most advanced)
22INR0526 | Pine Forest BESS | SS Completed, FIS Completed, IA | Pine Forest Hybrid I, LLC | tap 345kV 1696 Monticello SES - 2514 Allen Switch | Hopkins | NORTH | 2026-02-27 | OTH | BA | 200.74 | 58 | Battery storage (BTS/net lease facility) ¦ 201 MW (mid-size) ¦ COD 2026 (imminent - land deals NOW) ¦ IA signed + FIS complete (most advanced)
22INR0552 | Sowers Storage | SS Completed, FIS Completed, IA | Sowers Energy Storage LLC | 6894 Rose Hill_RC Sub 138 kV | Kaufman | NORTH | 2027-07-01 | OTH | BA | 203.9 | 58 | Battery storage (BTS/net lease facility) ¦ 204 MW (mid-size) ¦ COD 2027 (imminent - land deals NOW) ¦ IA signed + FIS complete (most advanced)
22INR0558 | Callisto II Energy Center | SS Completed, FIS Completed, IA | Callisto II Energy Center LLC | 47150 HO Clarke 138kV | Harris | HOUSTON | 2026-07-20 | OTH | BA | 203.2 | 58 | Battery storage (BTS/net lease facility) ¦ 203 MW (mid-size) ¦ COD 2026 (imminent - land deals NOW) ¦ IA signed + FIS complete (most advanced)
24INR0355 | Anatole Renewable Energy Storage | SS Completed, FIS Completed, IA | Eustace Storage LLC | (Bus# 6951) Eustace Southeast 138kV Substation (owned by Rayburn Electric Cooperative) | Henderson | NORTH | 2027-03-31 | OTH | BA | 207.82 | 58 | Battery storage (BTS/net lease facility) ¦ 208 MW (mid-size) ¦ COD 2027 (imminent - land deals NOW) ¦ IA signed + FIS complete (most advanced)
25INR0334 | Star Dairy Storage | SS Completed, FIS Completed, IA | Star Dairy Storage | Tap 345kV 1692 PARIS_SW1_5 -- 11699 WOODARD_5 | Lamar | NORTH | 2027-04-03 | OTH | BA | 204.93 | 58 | Battery storage (BTS/net lease facility) ¦ 205 MW (mid-size) ¦ COD 2027 (imminent - land deals NOW) ¦ IA signed + FIS complete (most advanced)
24INR0281 | Red Egret BESS | SS Completed, FIS Completed, IA | Red Egret LLC | 38820 FREEWAY PARK 138KV | Galveston | HOUSTON | 2026-08-31 | OTH | BA | 310.58 | 58 | Battery storage (BTS/net lease facility) ¦ 311 MW (mid-size) ¦ COD 2026 (imminent - land deals NOW) ¦ IA signed + FIS complete (most advanced)
23INR0501 | Soda Lake BESS 1 | SS Completed, FIS Completed, IA | Mendoza Trail BESS, LLC | 138kV Soda Lake Substation (#76026) | Crane | WEST | 2026-02-27 | OTH | BA | 203.87 | 58 | Battery storage (BTS/net lease facility) ¦ 204 MW (mid-size) ¦ COD 2026 (imminent - land deals NOW) ¦ IA signed + FIS complete (most advanced)
26INR0114 | Ochoa Energy Storage | SS Completed, FIS Completed, No IA | Ochoa Energy Storage LLC | Tap 138kV Katy (44420) - Franz (44260) Ckt 09 | Waller | HOUSTON | 2027-06-03 | OTH | BA | 260.16 | 58 | Battery storage (BTS/net lease facility) ¦ 260 MW (mid-size) ¦ COD 2027 (imminent - land deals NOW) ¦ IA signed + FIS complete (most advanced)
27INR0096 | Rubicon Power BESS | SS Completed, FIS Completed, No IA | Rubicon Power LLC | 39703 TNMP FM524 138kV | Brazoria | COASTAL | 2026-12-31 | OTH | BA | 301.38 | 58 | Battery storage (BTS/net lease facility) ¦ 301 MW (mid-size) ¦ COD 2026 (imminent - land deals NOW) ¦ IA signed + FIS complete (most advanced)
27INR0102 | Cottonseed Energy Storage | SS Completed, FIS Completed, No IA | Cottonseed Energy Storage LLC | South Lane City and PSEE # is 43190 | Wharton | SOUTH | 2027-04-20 | OTH | BA | 207.6 | 58 | Battery storage (BTS/net lease facility) ¦ 208 MW (mid-size) ¦ COD 2027 (imminent - land deals NOW) ¦ IA signed + FIS complete (most advanced)
22INR0503 | Tidwell Prairie II Batt | SS Completed, FIS Completed, IA | TIDWELL PRAIRIE II LLC | Tap 345kV 3400 Twin Oak - 39950 TNP One | Robertson | NORTH | 2026-07-01 | OTH | BA | 203.62 | 58 | Battery storage (BTS/net lease facility) ¦ 204 MW (mid-size) ¦ COD 2026 (imminent - land deals NOW) ¦ IA signed + FIS complete (most advanced)
22INR0504 | Barton Branch IA | SS Completed, FIS Completed, IA | Barton Branch IA LLC | Tap 345kV 3400 Twin Oak - 39950 TNP One | Robertson | NORTH | 2026-10-01 | OTH | BA | 203.62 | 58 | Battery storage (BTS/net lease facility) ¦ 204 MW (mid-size) ¦ COD 2026 (imminent - land deals NOW) ¦ IA signed + FIS complete (most advanced)
24INR0302 | Pintail Pass BESS | SS Completed, FIS Completed, IA | Pintail Pass BESS, LLC | 8249 ANGSTROM 345KV | San Patricio | COASTAL | 2026-03-31 | OTH | BA | 207.25 | 58 | Battery storage (BTS/net lease facility) ¦ 207 MW (mid-size) ¦ COD 2026 (imminent - land deals NOW) ¦ IA signed + FIS complete (most advanced)
25INR0372 | Elan BESS | SS Completed, FIS Completed, No IA | Elan BESS, LLC | 42380 Needville 138kV | Fort Bend | HOUSTON | 2026-12-31 | OTH | BA | 202.65 | 58 | Battery storage (BTS/net lease facility) ¦ 203 MW (mid-size) ¦ COD 2026 (imminent - land deals NOW) ¦ IA signed + FIS complete (most advanced)
24INR0282 | Royal River BESS | SS Completed, FIS Completed, No IA | Royal River LLC | Tap 138kV 42110 Angleton - 43381 West Columbia | Brazoria | COASTAL | 2027-01-11 | OTH | BA | 310.7 | 58 | Battery storage (BTS/net lease facility) ¦ 311 MW (mid-size) ¦ COD 2027 (imminent - land deals NOW) ¦ IA signed + FIS complete (most advanced)
27INR0040 | Solar Star Rhome Storage | SS Completed, FIS Completed, No IA | Solar Star Rhome Storage | 576 RHOME 138kV | Wise | NORTH | 2027-03-31 | OTH | BA | 220.7 | 58 | Battery storage (BTS/net lease facility) ¦ 221 MW (mid-size) ¦ COD 2027 (imminent - land deals NOW) ¦ IA signed + FIS complete (most advanced)
24INR0285 | APV Plumwood Storage | SS Completed, FIS Completed, IA | APV Lonestar Energy LLC | Tap 138kV 40171 Baytown - 40015Cedar Bayou Plant | Chambers | HOUSTON | 2027-05-01 | OTH | BA | 200.82 | 58 | Battery storage (BTS/net lease facility) ¦ 201 MW (mid-size) ¦ COD 2027 (imminent - land deals NOW) ¦ IA signed + FIS complete (most advanced)
22INR0422 | Ferdinand Grid BESS | SS Completed, FIS Completed, IA | Ferdinand Grid, LLC | 5260 Leon Creek 138kV | Bexar | SOUTH | 2026-05-01 | OTH | BA | 205.5 | 58 | Battery storage (BTS/net lease facility) ¦ 206 MW (mid-size) ¦ COD 2026 (imminent - land deals NOW) ¦ IA signed + FIS complete (most advanced)
25INR0480 | Bell Creek BESS | SS Completed, FIS Completed, IA | BELL CREEK BESS, LLC | Tap 138kV 39500 West Colombia - 39703 FM524 | Brazoria | COASTAL | 2027-10-30 | OTH | BA | 200.9 | 58 | Battery storage (BTS/net lease facility) ¦ 201 MW (mid-size) ¦ COD 2027 (imminent - land deals NOW) ¦ IA signed + FIS complete (most advanced)
24INR0128 | Desna BESS | SS Completed, FIS Completed, IA | BRP Desna BESS LLC | 39703 TNP FM524 138kV | Brazoria | COASTAL | 2026-05-06 | OTH | BA | 205.46 | 58 | Battery storage (BTS/net lease facility) ¦ 205 MW (mid-size) ¦ COD 2026 (imminent - land deals NOW) ¦ IA signed + FIS complete (most advanced)
27INR0209 | Goby Energy Center | SS Completed, FIS Completed, No IA | Goby Energy Center | Tap 138kV line 44390 Karsten - 44721 Thompsons | Brazoria | COASTAL | 2027-09-30 | OTH | BA | 200.65 | 58 | Battery storage (BTS/net lease facility) ¦ 201 MW (mid-size) ¦ COD 2027 (imminent - land deals NOW) ¦ IA signed + FIS complete (most advanced)
27INR0207 | Wander Waters BESS | SS Completed, FIS Completed, No IA | Wander Waters BESS LLC | 61001 JIMTREEC7A 345kV | Wilbarger | WEST | 2027-10-31 | OTH | BA | 303.5 | 58 | Battery storage (BTS/net lease facility) ¦ 304 MW (mid-size) ¦ COD 2027 (imminent - land deals NOW) ¦ IA signed + FIS complete (most advanced)
25INR0473 | Crowded Star I BESS | SS Completed, FIS Completed, IA | Jones City Solar II, LLC | 68014 Open Sky | Jones | WEST | 2027-07-09 | OTH | BA | 202.69 | 58 | Battery storage (BTS/net lease facility) ¦ 203 MW (mid-size) ¦ COD 2027 (imminent - land deals NOW) ¦ IA signed + FIS complete (most advanced)
27INR0399 | Resaca Oasis Storage | SS Completed, FIS Completed, IA | Resaca Oasis Storage, LLC | # 79601 Stillman Substation 138 kV | Cameron | COASTAL | 2027-09-20 | OTH | BA | 200.7 | 58 | Battery storage (BTS/net lease facility) ¦ 201 MW (mid-size) ¦ COD 2027 (imminent - land deals NOW) ¦ IA signed + FIS complete (most advanced)
25INR0425 | Aldrin 345 BESS | SS Completed, FIS Completed, IA | Aldrin Energy Storage LLC | (Bus: 43030) Meadow 345kV substation | Brazoria | COASTAL | 2027-12-01 | OTH | BA | 362 | 58 | Battery storage (BTS/net lease facility) ¦ 362 MW (mid-size) ¦ COD 2027 (imminent - land deals NOW) ¦ IA signed + FIS complete (most advanced)
25INR0421 | Aldrin 138 BESS | SS Completed, FIS Completed, IA | Aldrin Energy Storage LLC | (Bus: 39015) North Alvin TNMP 138kV | Brazoria | COASTAL | 2027-07-01 | OTH | BA | 207 | 58 | Battery storage (BTS/net lease facility) ¦ 207 MW (mid-size) ¦ COD 2027 (imminent - land deals NOW) ¦ IA signed + FIS complete (most advanced)
25INR0420 | Houston BESS | SS Completed, FIS Completed, No IA | SMT Houston | Tap 138 kV LAUDER (#46002) - RITTENHOUSE (#46282) ckt 95 | Harris | HOUSTON | 2027-08-01 | OTH | BA | 227.9 | 58 | Battery storage (BTS/net lease facility) ¦ 228 MW (mid-size) ¦ COD 2027 (imminent - land deals NOW) ¦ IA signed + FIS complete (most advanced)
24INR0528 | Blanquilla BESS | SS Completed, FIS Completed, IA | Blanquilla BESS LLC | Tap 138kV 8452 LON_HILL4A - 8441 NUECES_B4A | Nueces | COASTAL | 2027-03-29 | OTH | BA | 200.78 | 58 | Battery storage (BTS/net lease facility) ¦ 201 MW (mid-size) ¦ COD 2027 (imminent - land deals NOW) ¦ IA signed + FIS complete (most advanced)
24INR0570 | Marcus Energy Storage | SS Completed, FIS Completed, No IA | Marcus Energy Storage, LLC | Tap 138kV 39500 West Columbia Main - 110505 Sweeny Co-Gen LP Ckt 1 | Brazoria | COASTAL | 2027-09-01 | OTH | BA | 201.04 | 58 | Battery storage (BTS/net lease facility) ¦ 201 MW (mid-size) ¦ COD 2027 (imminent - land deals NOW) ¦ IA signed + FIS complete (most advanced)
24INR0461 | Augie BESS | SS Completed, FIS Completed, No IA | BRP Blue Topaz 5, LLC | 46560 Waller 138kV | Waller | HOUSTON | 2027-12-17 | OTH | BA | 200.81 | 58 | Battery storage (BTS/net lease facility) ¦ 201 MW (mid-size) ¦ COD 2027 (imminent - land deals NOW) ¦ IA signed + FIS complete (most advanced)
25INR0101 | Drake BESS | SS Completed, FIS Completed, IA | Mallard Energy Storage LLC | #833 Wylie Switch 138kV | Collin | NORTH | 2026-07-14 | OTH | BA | 257.3 | 58 | Battery storage (BTS/net lease facility) ¦ 257 MW (mid-size) ¦ COD 2026 (imminent - land deals NOW) ¦ IA signed + FIS complete (most advanced)
24INR0543 | Thomas Cameron BESS | SS Completed, FIS Completed, IA | Thomas Cameron BESS LLC | Tap 345kV 3424 BUCKHORN SWITCH - 3422 KILLEEN SWITCH | Lampasas | NORTH | 2027-05-03 | OTH | BA | 201.52 | 58 | Battery storage (BTS/net lease facility) ¦ 202 MW (mid-size) ¦ COD 2027 (imminent - land deals NOW) ¦ IA signed + FIS complete (most advanced)
25INR0008 | BasRanch (TEF - Due Diligence) | SS Completed, FIS Completed, IA | CPV Basin Ranch, LLC | tap 345kV Riverton Switch - Sand Lake Switch | Ward | WEST | 2028-12-01 | GAS | CC | 1350 | 57 | Gas combined cycle (major infrastructure) ¦ 1,350 MW (mega project) ¦ COD 2028 (near-term) ¦ IA signed + FIS complete (most advanced)
27INR0084 | Aegle Power | SS Completed, FIS Started, No IA | Aegle Power LLC | (#79501) Kingfisher 345 kV | Cameron | COASTAL | 2027-07-30 | GAS | CC | 1536.4 | 57 | Gas combined cycle (major infrastructure) ¦ 1,536 MW (mega project) ¦ COD 2027 (imminent - land deals NOW) ¦ Has interconnection agreement
28INR0473 | Seven Angels Energy Storage II | SS Completed, FIS Started, No IA | Seven Angels Infrastructure LLC | 68090 Sam Switch Bus 345kV | Hill | NORTH | 2028-12-31 | OTH | BA | 514 | 56 | Battery storage (BTS/net lease facility) ¦ 514 MW (large) ¦ COD 2028 (near-term) ¦ Has interconnection agreement
22INR0402 | Frye Storage | SS Completed, FIS Started, No IA | Hecate Energy Frye Storage LLC | new 345kV sub Kress connecting both 23912 Ogallala - 23914 Tule Canyon circuits | Swisher | PANHANDLE | 2028-12-01 | OTH | BA | 503.85 | 56 | Battery storage (BTS/net lease facility) ¦ 504 MW (large) ¦ COD 2028 (near-term) ¦ Has interconnection agreement
28INR0472 | Seven Angels Energy Storage I | SS Completed, FIS Started, No IA | Seven Angels Infrastructure LLC | 68090 Sam Switch Bus 345kV | Hill | NORTH | 2028-12-31 | OTH | BA | 514 | 56 | Battery storage (BTS/net lease facility) ¦ 514 MW (large) ¦ COD 2028 (near-term) ¦ Has interconnection agreement
28INR0457 | Kilby1 Part 2 Tier1 BESS | SS Started, FIS Started, No IA | Energy Forge One LLC | Tap 345 11098 SLKSW – 60404 SOLSTICE Ckt 1 Tap 345 11098 SLKSW – 60404 SOLSTICE Ckt 2 | Reeves | WEST | 2028-01-21 | OTH | BA | 560 | 56 | Battery storage (BTS/net lease facility) ¦ 560 MW (large) ¦ COD 2028 (near-term) ¦ Has interconnection agreement
27INR0452 | Moccasin Storage | SS Completed, FIS Started, No IA | ENGIE IR Holdings LLC | Tap 345kV #60707 Kirchhoff - #60515 Clear Crossing CKT-2 | Jones | WEST | 2028-07-01 | OTH | BA | 603.08 | 56 | Battery storage (BTS/net lease facility) ¦ 603 MW (large) ¦ COD 2028 (near-term) ¦ Has interconnection agreement
26INR0107 | Freedom Falcon BESS | SS Completed, FIS Started, No IA | Falcon BESS, LLC | Tap 345kV #80224 Tiempo - #80227 Rapido | Zapata | SOUTH | 2028-08-11 | OTH | BA | 501.9 | 56 | Battery storage (BTS/net lease facility) ¦ 502 MW (large) ¦ COD 2028 (near-term) ¦ Has interconnection agreement
29INR0169 | Falcon BESS | SS Completed, FIS Started, No IA | Falcon Energy Project, LLC | Tap 345kV #80225 CENIZO to #80307 DEL SOL | Zapata | SOUTH | 2028-06-24 | OTH | BA | 516.72 | 56 | Battery storage (BTS/net lease facility) ¦ 517 MW (large) ¦ COD 2028 (near-term) ¦ Has interconnection agreement
26INR0465 | Lavita BESS | SS Completed, FIS Started, No IA | Lavita BESS, LLC | Tap 345kV Temple Pecan Creek (3412) - Temple Switch (3414) 345kV ckt 2 | Bell | NORTH | 2028-07-01 | OTH | BA | 606 | 56 | Battery storage (BTS/net lease facility) ¦ 606 MW (large) ¦ COD 2028 (near-term) ¦ Has interconnection agreement
26INR0466 | Symphony BESS | SS Completed, FIS Started, No IA | Symphony BESS, LLC | 46220 PETERS | Austin | SOUTH | 2028-07-01 | OTH | BA | 612 | 56 | Battery storage (BTS/net lease facility) ¦ 612 MW (large) ¦ COD 2028 (near-term) ¦ Has interconnection agreement
24INR0442 | Midnight Sun Energy Storage | SS Completed, FIS Started, IA | Midnight Sun Energy Storage, LLC | 6601 Rio Pecos 138kV | Crockett | WEST | 2028-06-29 | OTH | BA | 510 | 56 | Battery storage (BTS/net lease facility) ¦ 510 MW (large) ¦ COD 2028 (near-term) ¦ Has interconnection agreement
23INR0209 | Outpost Storage | SS Completed, FIS Started, No IA | Hecate Energy Outpost Storage LLC | Tap 345kV 80219 Lobo - 5709 Fowlerton | Webb | SOUTH | 2028-03-01 | OTH | BA | 508.1 | 56 | Battery storage (BTS/net lease facility) ¦ 508 MW (large) ¦ COD 2028 (near-term) ¦ Has interconnection agreement
26INR0089 | Crescent C BESS | SS Completed, FIS Started, No IA | OCI La Salle ESS LLC | Tap 345kV LOBO7A (#80219) - FOWLERTONSW5 (#5709) CKT#2 | La Salle | SOUTH | 2028-02-12 | OTH | BA | 508.34 | 56 | Battery storage (BTS/net lease facility) ¦ 508 MW (large) ¦ COD 2028 (near-term) ¦ Has interconnection agreement
29INR0173 | Howard Road BESS | SS Completed, FIS Started, No IA | Project Fast Flow LLC | BUS#5231 HOWARD RD 345 kV SUBSTATION | Bexar | SOUTH | 2028-04-01 | OTH | BA | 617.63 | 56 | Battery storage (BTS/net lease facility) ¦ 618 MW (large) ¦ COD 2028 (near-term) ¦ Has interconnection agreement
23INR0275 | BRP Nile BESS | SS Completed, FIS Started, No IA | BRP Nile BESS LLC | 80220 Cenizo 345kV | Webb | SOUTH | 2027-12-01 | OTH | BA | 202.34 | 55 | Battery storage (BTS/net lease facility) ¦ 202 MW (mid-size) ¦ COD 2027 (imminent - land deals NOW) ¦ Has interconnection agreement
25INR0100 | Goldeneye BESS | SS Completed, FIS Completed, IA | Black Mountain Energy Storage II | 3423 KILLEEN Switch 138 KV | Bell | NORTH | 2028-05-15 | OTH | BA | 201.6 | 55 | Battery storage (BTS/net lease facility) ¦ 202 MW (mid-size) ¦ COD 2028 (near-term) ¦ IA signed + FIS complete (most advanced)
24INR0476 | DOS RIOS ENERGY STORAGE SLF | SS Completed, FIS Completed, IA | DOS RIOS SOLAR, LLC | TAP 69 KV 61 BRANCHVILLE -- 65 SILVER CITY | Milam | SOUTH | 2027-10-15 | OTH | BA | 164.5 | 55 | Battery storage (BTS/net lease facility) ¦ 164 MW ¦ COD 2027 (imminent - land deals NOW) ¦ IA signed + FIS complete (most advanced)
24INR0472 | Amador Storage | SS Completed, FIS Completed, IA | BT Amador Storage, LLC | 6833 Explorer Switching Station 138kV | Van Zandt | NORTH | 2026-05-13 | OTH | BA | 102.41 | 55 | Battery storage (BTS/net lease facility) ¦ 102 MW ¦ COD 2026 (imminent - land deals NOW) ¦ IA signed + FIS complete (most advanced)
24INR0471 | McGee Storage | SS Completed, FIS Completed, IA | BT McGee Storage, LLC | Bus #6843 at Rayburn Barton Chapel Substation | Henderson | NORTH | 2026-05-29 | OTH | BA | 151.39 | 55 | Battery storage (BTS/net lease facility) ¦ 151 MW ¦ COD 2026 (imminent - land deals NOW) ¦ IA signed + FIS complete (most advanced)
24INR0459 | Exodus BESS | SS Completed, FIS Started, No IA | Exodus Solar LLC | Tap 345kV 7040 Austrop – 7042 Zorn | Caldwell | SOUTH | 2027-12-01 | OTH | BA | 201.36 | 55 | Battery storage (BTS/net lease facility) ¦ 201 MW (mid-size) ¦ COD 2027 (imminent - land deals NOW) ¦ Has interconnection agreement
24INR0455 | Longfellow BESS II | SS Completed, FIS Completed, IA | CENTURY GAS PROCESSING, LLC | 38432 TNCENTRY2_1 138 KV | Pecos | WEST | 2026-11-30 | OTH | BA | 105.75 | 55 | Battery storage (BTS/net lease facility) ¦ 106 MW ¦ COD 2026 (imminent - land deals NOW) ¦ IA signed + FIS complete (most advanced)
24INR0493 | Crowned Heron BESS 2 | SS Completed, FIS Completed, IA | RWE Renewables | WA Parish 345 kV Bus #44000 | Fort Bend | HOUSTON | 2026-03-31 | OTH | BA | 154.2 | 55 | Battery storage (BTS/net lease facility) ¦ 154 MW ¦ COD 2026 (imminent - land deals NOW) ¦ IA signed + FIS complete (most advanced)
28INR0389 | Tri-X BESS 1 SLF | SS Completed, FIS Started, No IA | Crane I Solar Electric, LLC | 138 kV Soda Lake (#76026) | Crane | WEST | 2027-12-01 | OTH | BA | 205.3 | 55 | Battery storage (BTS/net lease facility) ¦ 205 MW (mid-size) ¦ COD 2027 (imminent - land deals NOW) ¦ Has interconnection agreement
24INR0417 | Sierra Diablo Energy Storage | SS Completed, FIS Started, No IA | SIERRA DIABLO ENERGY STORAGE LLC | Tap 138kv 1698 Sulphur Springs Switch – 3174 Canton Switch | Van Zandt | NORTH | 2026-04-20 | OTH | BA | 203.81 | 55 | Battery storage (BTS/net lease facility) ¦ 204 MW (mid-size) ¦ COD 2026 (imminent - land deals NOW) ¦ Has interconnection agreement
24INR0514 | Rogers Draw BESS | SS Completed, FIS Completed, IA | ROGERS DRAW ENERGY STORAGE, LLC | 7751 Headwaters substation 138kV | Gillespie | SOUTH | 2026-06-30 | OTH | BA | 148.61 | 55 | Battery storage (BTS/net lease facility) ¦ 149 MW ¦ COD 2026 (imminent - land deals NOW) ¦ IA signed + FIS complete (most advanced)
24INR0763 | Team Ranch Storage | SS Completed, FIS Started, No IA | BAF Storage, LLC | 1869 Benbrook Switch 345kV | Tarrant | NORTH | 2027-03-01 | OTH | BA | 307.2 | 55 | Battery storage (BTS/net lease facility) ¦ 307 MW (mid-size) ¦ COD 2027 (imminent - land deals NOW) ¦ Has interconnection agreement
25INR0384 | Zorro BESS | SS Completed, FIS Completed, IA | ZORRO BESS LLC | 138 kV Ben Wheeler (Bus# 6852) | Van Zandt | NORTH | 2026-08-31 | OTH | BA | 153.69 | 55 | Battery storage (BTS/net lease facility) ¦ 154 MW ¦ COD 2026 (imminent - land deals NOW) ¦ IA signed + FIS complete (most advanced)
25INR0385 | Bobcat Cameron BESS | SS Completed, FIS Started, No IA | Bobcat BESS, LLC | 5764 East Rio Hondo Substation 138kV | Cameron | COASTAL | 2027-12-31 | OTH | BA | 200.78 | 55 | Battery storage (BTS/net lease facility) ¦ 201 MW (mid-size) ¦ COD 2027 (imminent - land deals NOW) ¦ Has interconnection agreement
25INR0386 | Diaz BESS | SS Completed, FIS Started, No IA | BRP Blue Topaz 10, LLC | 8950 Olmito 138kV | Cameron | COASTAL | 2027-11-18 | OTH | BA | 241.48 | 55 | Battery storage (BTS/net lease facility) ¦ 241 MW (mid-size) ¦ COD 2027 (imminent - land deals NOW) ¦ Has interconnection agreement
25INR0389 | Stoneridge BESS | SS Completed, FIS Completed, IA | Stoneridge Solar, LLC | Tap 345 kV 13429 SANDOW SWITCH - 7040 AUSTROP CKT 2 | Milam | SOUTH | 2026-04-01 | OTH | BA | 101.9 | 55 | Battery storage (BTS/net lease facility) ¦ 102 MW ¦ COD 2026 (imminent - land deals NOW) ¦ IA signed + FIS complete (most advanced)
25INR0391 | Purple Sage BESS 1 | SS Completed, FIS Completed, IA | Purple Sage, LLC | Anna 345 kV Bus# 2373. | Collin | NORTH | 2027-05-30 | OTH | BA | 156 | 55 | Battery storage (BTS/net lease facility) ¦ 156 MW ¦ COD 2027 (imminent - land deals NOW) ¦ IA signed + FIS complete (most advanced)
23INR0278 | Tucana BESS | SS Completed, FIS Completed, No IA | BRP Tucana BESS LLC | 1157 Andrews County South 138kV | Andrews | WEST | 2028-03-01 | OTH | BA | 201.3 | 55 | Battery storage (BTS/net lease facility) ¦ 201 MW (mid-size) ¦ COD 2028 (near-term) ¦ IA signed + FIS complete (most advanced)
24INR0555 | Shaula I BESS | SS Completed, FIS Started, No IA | Shaula Energy Project LLC | 5380 Shaula 345kV | DeWitt | SOUTH | 2025-12-31 | OTH | BA | 205.77 | 55 | Battery storage (BTS/net lease facility) ¦ 206 MW (mid-size) ¦ COD 2025 (imminent - land deals NOW) ¦ Has interconnection agreement
23INR0290 | Zeya BESS | SS Completed, FIS Started, IA | BRP Zeya BESS LLC | 38740 Heights 138kV | Galveston | HOUSTON | 2027-12-01 | OTH | BA | 255.33 | 55 | Battery storage (BTS/net lease facility) ¦ 255 MW (mid-size) ¦ COD 2027 (imminent - land deals NOW) ¦ Has interconnection agreement
24INR0584 | Houston IV BESS | SS Completed, FIS Completed, IA | SMT Houston IV LLC | 44140 CLODINE 138kV | Harris | HOUSTON | 2026-06-03 | OTH | BA | 164.6 | 55 | Battery storage (BTS/net lease facility) ¦ 165 MW ¦ COD 2026 (imminent - land deals NOW) ¦ IA signed + FIS complete (most advanced)
24INR0491 | Gunnar BESS | SS Completed, FIS Completed, IA | Gunnar Reliability Project LLC | 8029 CLOSNER4A 138kV | Hidalgo | SOUTH | 2026-08-31 | OTH | BA | 154.75 | 55 | Battery storage (BTS/net lease facility) ¦ 155 MW ¦ COD 2026 (imminent - land deals NOW) ¦ IA signed + FIS complete (most advanced)
24INR0500 | Claire BESS | SS Completed, FIS Started, No IA | BRP Blue Topaz 3, LLC | 40011 Cedar Bayou 138kV | Harris | HOUSTON | 2027-12-17 | OTH | BA | 406.01 | 55 | Battery storage (BTS/net lease facility) ¦ 406 MW (mid-size) ¦ COD 2027 (imminent - land deals NOW) ¦ Has interconnection agreement
27INR0371 | Feather Dalea BESS | SS Completed, FIS Started, No IA | RWE Clean Energy Development, LLC | 59902 Sand_Bluff 345kV | Glasscock | WEST | 2027-07-02 | OTH | BA | 200 | 55 | Battery storage (BTS/net lease facility) ¦ 200 MW (mid-size) ¦ COD 2027 (imminent - land deals NOW) ¦ Has interconnection agreement
27INR0393 | Ferdinand Grid BESS II | SS Completed, FIS Started, No IA | Coval Infrastructure DevCo LLC | 5260 Leon Creek 138kV | Bexar | SOUTH | 2027-06-08 | OTH | BA | 208.12 | 55 | Battery storage (BTS/net lease facility) ¦ 208 MW (mid-size) ¦ COD 2027 (imminent - land deals NOW) ¦ Has interconnection agreement
28INR0436 | Englehardt BESS | SS Completed, FIS Started, No IA | Comal BESS LLC | River Oaks (7173) | Comal | SOUTH | 2027-09-01 | OTH | BA | 200.51 | 55 | Battery storage (BTS/net lease facility) ¦ 201 MW (mid-size) ¦ COD 2027 (imminent - land deals NOW) ¦ Has interconnection agreement
27INR0398 | Bravo BESS | SS Completed, FIS Started, No IA | Bravo BESS LLC | Tap 345kV 80220 CENIZO7A - 80224 TIEMPO7A | Webb | SOUTH | 2027-12-12 | OTH | BA | 207.38 | 55 | Battery storage (BTS/net lease facility) ¦ 207 MW (mid-size) ¦ COD 2027 (imminent - land deals NOW) ¦ Has interconnection agreement
21INR0483 | Morrow Lake Storage | SS Completed, FIS Started, No IA | Morrow Lake Storage, LLC | Morrow Lake Switch 138kV (5896) | Frio | SOUTH | 2026-02-10 | OTH | BA | 201.13 | 55 | Battery storage (BTS/net lease facility) ¦ 201 MW (mid-size) ¦ COD 2026 (imminent - land deals NOW) ¦ Has interconnection agreement
27INR0243 | Brookview Road BESS | SS Completed, FIS Completed, IA | Brookview Reliability Project LLC | Channelview 1 ( 40280) 138kV Substation | Harris | HOUSTON | 2028-05-02 | OTH | BA | 203.2 | 55 | Battery storage (BTS/net lease facility) ¦ 203 MW (mid-size) ¦ COD 2028 (near-term) ¦ IA signed + FIS complete (most advanced)
21INR0492 | Stockyard Grid Batt | SS Completed, FIS Completed, IA | Stockyard Grid, LLC | 2082 Hicks 138kV | Tarrant | NORTH | 2026-12-31 | OTH | BA | 150.6 | 55 | Battery storage (BTS/net lease facility) ¦ 151 MW ¦ COD 2026 (imminent - land deals NOW) ¦ IA signed + FIS complete (most advanced)
27INR0253 | Old Victory Energy Center | SS Completed, FIS Started, No IA | Nova Clean Energy LLC | 8692 MAVERICK4A 138kV | Maverick | SOUTH | 2027-05-01 | OTH | BA | 202.5 | 55 | Battery storage (BTS/net lease facility) ¦ 202 MW (mid-size) ¦ COD 2027 (imminent - land deals NOW) ¦ Has interconnection agreement
27INR0254 | REVOLUTION BESS | SS Completed, FIS Started, No IA | Nova Clean Energy LLC | 8619 Encinal Substation 138KV | La Salle | SOUTH | 2027-05-01 | OTH | BA | 208.8 | 55 | Battery storage (BTS/net lease facility) ¦ 209 MW (mid-size) ¦ COD 2027 (imminent - land deals NOW) ¦ Has interconnection agreement
27INR0255 | New Minglewood Energy Center | SS Completed, FIS Started, No IA | Nova Clean Energy LLC | #11098 Sand Lake Switch Station (SANDLAKE_5) 345kV | Ward | WEST | 2027-09-30 | OTH | BA | 208.3 | 55 | Battery storage (BTS/net lease facility) ¦ 208 MW (mid-size) ¦ COD 2027 (imminent - land deals NOW) ¦ Has interconnection agreement
27INR0252 | Parula Energy Center | SS Completed, FIS Started, No IA | Parula Energy Center | 7287 Bellville North 138kV | Austin | SOUTH | 2027-09-30 | OTH | BA | 250.95 | 55 | Battery storage (BTS/net lease facility) ¦ 251 MW (mid-size) ¦ COD 2027 (imminent - land deals NOW) ¦ Has interconnection agreement
27INR0294 | Bernice Energy Storage | SS Completed, FIS Started, No IA | Bernice Energy Storage LLC | 5135 ELMENDORF 138kV | Bexar | SOUTH | 2027-02-15 | OTH | BA | 402.8 | 55 | Battery storage (BTS/net lease facility) ¦ 403 MW (mid-size) ¦ COD 2027 (imminent - land deals NOW) ¦ Has interconnection agreement
22INR0239 | Rockefeller Storage | SS Completed, FIS Started, IA | Mittel Rockefeller Storage LLC | 76003 Big Hill 345kV | Schleicher | WEST | 2027-06-01 | OTH | BA | 206.8 | 55 | Battery storage (BTS/net lease facility) ¦ 207 MW (mid-size) ¦ COD 2027 (imminent - land deals NOW) ¦ Has interconnection agreement
25INR0434 | Bluegill BESS | SS Completed, FIS Started, No IA | Bluegill BESS, LLC | Tap 138 kV 40130 Atascocita - 40690 East Gate | Harris | HOUSTON | 2027-10-31 | OTH | BA | 251 | 55 | Battery storage (BTS/net lease facility) ¦ 251 MW (mid-size) ¦ COD 2027 (imminent - land deals NOW) ¦ Has interconnection agreement
24INR0131 | Zelus BESS | SS Completed, FIS Started, No IA | BRP Zelus BESS LLC | the 138 kV Zapata Substation (#8299; AEP) | Zapata | SOUTH | 2027-12-01 | OTH | BA | 201.03 | 55 | Battery storage (BTS/net lease facility) ¦ 201 MW (mid-size) ¦ COD 2027 (imminent - land deals NOW) ¦ Has interconnection agreement
24INR0135 | BRP Mekong BESS | SS Completed, FIS Started, No IA | BRP Mekong BESS LLC | Tap 345 kV line from Twin Oak Switch (#3400) to TPN One Plant Switchyard (#39950) | Robertson | NORTH | 2027-12-01 | OTH | BA | 409.88 | 55 | Battery storage (BTS/net lease facility) ¦ 410 MW (mid-size) ¦ COD 2027 (imminent - land deals NOW) ¦ Has interconnection agreement
24INR0142 | De Los Santos | SS Completed, FIS Started, No IA | BRP De Los Santos BESS LLC | 78016 Sunglow Substation 138kV | Maverick | SOUTH | 2027-12-01 | OTH | BA | 200.97 | 55 | Battery storage (BTS/net lease facility) ¦ 201 MW (mid-size) ¦ COD 2027 (imminent - land deals NOW) ¦ Has interconnection agreement
25INR0441 | Dios BESS | SS Completed, FIS Started, IA | Dios BESS, LLC | 8117 GANADO138kV | Jackson | SOUTH | 2027-12-31 | OTH | BA | 201.08 | 55 | Battery storage (BTS/net lease facility) ¦ 201 MW (mid-size) ¦ COD 2027 (imminent - land deals NOW) ¦ Has interconnection agreement
27INR0291 | Nouveau BESS | SS Completed, FIS Started, No IA | RamZ BESS, LLC | 1444 Brown Switch - 3348 Russell Gap 345 kV Line | Brown | NORTH | 2027-12-15 | OTH | BA | 256.1 | 55 | Battery storage (BTS/net lease facility) ¦ 256 MW (mid-size) ¦ COD 2027 (imminent - land deals NOW) ¦ Has interconnection agreement
25INR0446 | Guitar BESS | SS Completed, FIS Started, No IA | Guitar BESS LLC | Tap 138kV 6275 ABEAST4A - 6670 PUTN4C | Callahan | WEST | 2027-12-31 | OTH | BA | 204.79 | 55 | Battery storage (BTS/net lease facility) ¦ 205 MW (mid-size) ¦ COD 2027 (imminent - land deals NOW) ¦ Has interconnection agreement
25INR0451 | Tres Rios Ranch BESS | SS Completed, FIS Started, IA | LectricWind LLC | 76008 Twelvemile 345kV | Upton | WEST | 2027-12-31 | OTH | BA | 290 | 55 | Battery storage (BTS/net lease facility) ¦ 290 MW (mid-size) ¦ COD 2027 (imminent - land deals NOW) ¦ Has interconnection agreement
27INR0195 | CORRUSCANT BESS | SS Completed, FIS Started, No IA | AEU Battery Project III LLC | Tap 345kV 59904 COTTONWOOD - 60500 EDITHCLA7A | Dickens | PANHANDLE | 2027-04-18 | OTH | BA | 401.45 | 55 | Battery storage (BTS/net lease facility) ¦ 401 MW (mid-size) ¦ COD 2027 (imminent - land deals NOW) ¦ Has interconnection agreement
25INR0460 | Acker BESS | SS Completed, FIS Completed, IA | Ogallala BESS LLC | 23912 Ogallala 345 kV | Castro | PANHANDLE | 2028-04-17 | OTH | BA | 301.04 | 55 | Battery storage (BTS/net lease facility) ¦ 301 MW (mid-size) ¦ COD 2028 (near-term) ¦ IA signed + FIS complete (most advanced)
27INR0231 | Easy Battery Energy Storage Center | SS Completed, FIS Started, No IA | Easy Wind Energy Center, LLC | Tap 345 kV 76003 Big Hill to 76005 Schneeman Draw | Schleicher | WEST | 2027-12-01 | OTH | BA | 200 | 55 | Battery storage (BTS/net lease facility) ¦ 200 MW (mid-size) ¦ COD 2027 (imminent - land deals NOW) ¦ Has interconnection agreement
22INR0365 | Mensa BESS | SS Completed, FIS Started, No IA | BRP Mensa BESS LLC | 60718 Pecos Valley 138kV | Pecos | WEST | 2027-12-01 | OTH | BA | 307.43 | 55 | Battery storage (BTS/net lease facility) ¦ 307 MW (mid-size) ¦ COD 2027 (imminent - land deals NOW) ¦ Has interconnection agreement
25INR0491 | Tarim BESS | SS Completed, FIS Started, No IA | BRP Tarim BESS LLC | 5727 Pawnee Switching Substation 138kV | Karnes | SOUTH | 2027-12-01 | OTH | BA | 201 | 55 | Battery storage (BTS/net lease facility) ¦ 201 MW (mid-size) ¦ COD 2027 (imminent - land deals NOW) ¦ Has interconnection agreement
25INR0392 | Purple Sage BESS 2 | SS Completed, FIS Completed, IA | Purple Sage, LLC | Anna 345 kV Bus# 2373 | Collin | NORTH | 2027-05-30 | OTH | BA | 156 | 55 | Battery storage (BTS/net lease facility) ¦ 156 MW ¦ COD 2027 (imminent - land deals NOW) ¦ IA signed + FIS complete (most advanced)
24INR0178 | Cumulus Grid BESS | SS Completed, FIS Completed, IA | Cumulus Grid, LLC | 1906 Venus Switch Substation 345kV | Ellis | NORTH | 2028-01-01 | OTH | BA | 210.74 | 55 | Battery storage (BTS/net lease facility) ¦ 211 MW (mid-size) ¦ COD 2028 (near-term) ¦ IA signed + FIS complete (most advanced)
25INR0417 | Mesa View Storage | SS Completed, FIS Started, No IA | Mesa View Storage, LLC | Tap 345 kV KINGMTSW (#842) to NORTMC (#76000) | Upton | WEST | 2027-06-15 | OTH | BA | 251.3 | 55 | Battery storage (BTS/net lease facility) ¦ 251 MW (mid-size) ¦ COD 2027 (imminent - land deals NOW) ¦ Has interconnection agreement
27INR0314 | Spindletop Storage | SS Completed, FIS Completed, IA | Banita Creek Solar LLC | Tap 345kV 3109 Stryker - 3117 Lufkin | Nacogdoches | NORTH | 2027-06-30 | OTH | BA | 142.57 | 55 | Battery storage (BTS/net lease facility) ¦ 143 MW ¦ COD 2027 (imminent - land deals NOW) ¦ IA signed + FIS complete (most advanced)
27INR0315 | Old Roman Energy Center | SS Completed, FIS Started, No IA | Nova Clean Energy LLC | 23868 STILES 138 KV | Reagan | WEST | 2027-08-31 | OTH | BA | 207.34 | 55 | Battery storage (BTS/net lease facility) ¦ 207 MW (mid-size) ¦ COD 2027 (imminent - land deals NOW) ¦ Has interconnection agreement
27INR0316 | Avant Prairie BESS | SS Completed, FIS Started, No IA | Avant Prairie ESS LLC | Tap 345kV BIGBRNE (#3380) - JEWETT (#3390) CKT 1 | Freestone | NORTH | 2027-07-01 | OTH | BA | 201.72 | 55 | Battery storage (BTS/net lease facility) ¦ 202 MW (mid-size) ¦ COD 2027 (imminent - land deals NOW) ¦ Has interconnection agreement
25INR0046 | Blue Skies BESS | SS Completed, FIS Started, IA | ACTX BESS Project LLC | 68090 SAM SW 345kV | Hill | NORTH | 2027-12-31 | OTH | BA | 306.26 | 55 | Battery storage (BTS/net lease facility) ¦ 306 MW (mid-size) ¦ COD 2027 (imminent - land deals NOW) ¦ Has interconnection agreement
25INR0040 | McMEXICO STORAGE | SS Completed, FIS Completed, No IA | FRESH AIR ENERGY II, LLC | 8644 Trade Zone 138kV | Hidalgo | SOUTH | 2028-11-30 | OTH | BA | 201.9 | 55 | Battery storage (BTS/net lease facility) ¦ 202 MW (mid-size) ¦ COD 2028 (near-term) ¦ IA signed + FIS complete (most advanced)
24INR0533 | Padua Grid BESS Unit 2 | SS Completed, FIS Completed, IA | Padua Grid 2, LLC | 5395 Sommers 138kV | Bexar | SOUTH | 2026-03-31 | OTH | BA | 150.94 | 55 | Battery storage (BTS/net lease facility) ¦ 151 MW ¦ COD 2026 (imminent - land deals NOW) ¦ IA signed + FIS complete (most advanced)
22INR0400 | Dragan Storage | SS Completed, FIS Started, No IA | Hecate Grid Dragan Storage LLC | 1440 Comanche 345kV | Comanche | NORTH | 2026-02-28 | OTH | BA | 408.3 | 55 | Battery storage (BTS/net lease facility) ¦ 408 MW (mid-size) ¦ COD 2026 (imminent - land deals NOW) ¦ Has interconnection agreement
22INR0390 | BRP Perseus BESS | SS Completed, FIS Started, No IA | BRP Perseus BESS LLC | tap 138 kV line from Lon Hill (#8452) to Bessel (#8060) | Nueces | COASTAL | 2027-12-01 | OTH | BA | 202.5 | 55 | Battery storage (BTS/net lease facility) ¦ 202 MW (mid-size) ¦ COD 2027 (imminent - land deals NOW) ¦ Has interconnection agreement
22INR0385 | BRP Pictor BESS | SS Completed, FIS Started, No IA | BRP Pictor BESS LLC | 60400 Lynx 138kV | Crane | WEST | 2025-11-01 | OTH | BA | 201.07 | 55 | Battery storage (BTS/net lease facility) ¦ 201 MW (mid-size) ¦ COD 2025 (imminent - land deals NOW) ¦ Has interconnection agreement
25INR0566 | Copano Bay Energy Storage | SS Completed, FIS Started, No IA | Copano Bay Energy Storage, LLC | Tap 138kV 42980 Nash - 44010 WA Parish Ckt 2 | Brazoria | COASTAL | 2027-12-31 | OTH | BA | 201.04 | 55 | Battery storage (BTS/net lease facility) ¦ 201 MW (mid-size) ¦ COD 2027 (imminent - land deals NOW) ¦ Has interconnection agreement
25INR0554 | Dan Kearney BESS | SS Completed, FIS Started, IA | Dan Kearney BESS LLC | 39703 TNFM524 138kV | Brazoria | COASTAL | 2027-10-01 | OTH | BA | 204.38 | 55 | Battery storage (BTS/net lease facility) ¦ 204 MW (mid-size) ¦ COD 2027 (imminent - land deals NOW) ¦ Has interconnection agreement
25INR0557 | McCamey's Castle Battery | SS Completed, FIS Started, IA | Castle Storage, LLC | 76597 Robbins Switch 138 kV | Upton | WEST | 2027-03-31 | OTH | BA | 409.6 | 55 | Battery storage (BTS/net lease facility) ¦ 410 MW (mid-size) ¦ COD 2027 (imminent - land deals NOW) ¦ Has interconnection agreement
25INR0550 | Carolina Storage Friendswood | SS Completed, FIS Completed, No IA | CSE Storage, LLC | TAP 138kV 39010 HASTINGS - 38980 FRIENDSWOOD | Brazoria | COASTAL | 2027-09-30 | OTH | BA | 105.08 | 55 | Battery storage (BTS/net lease facility) ¦ 105 MW ¦ COD 2027 (imminent - land deals NOW) ¦ IA signed + FIS complete (most advanced)
25INR0492 | Blue Summit Energy Storage | SS Completed, FIS Completed, IA | NextEra Energy Interconnection Holdings, LLC | 61001 JIM TREECE 345kV | Wilbarger | WEST | 2026-04-03 | OTH | BA | 100 | 55 | Battery storage (BTS/net lease facility) ¦ 100 MW ¦ COD 2026 (imminent - land deals NOW) ¦ IA signed + FIS complete (most advanced)
27INR0216 | Champs Elysees BESS | SS Completed, FIS Started, No IA | Champs Elysees Renewables, LLC | Tap 345 kV 3377 Little Pond Switch - 3704 Hog Creek Switch | Milam | SOUTH | 2027-12-15 | OTH | BA | 256.1 | 55 | Battery storage (BTS/net lease facility) ¦ 256 MW (mid-size) ¦ COD 2027 (imminent - land deals NOW) ¦ Has interconnection agreement
27INR0440 | Wisdom BESS SLF | SS Completed, FIS Completed, No IA | Wisdom Green Energy LLC | Tap 138 kV #38455 HOLIDAY SUB TNP - 138 kV #38450 SOAPTREE TNP | Pecos | WEST | 2027-10-06 | OTH | BA | 102.88 | 55 | Battery storage (BTS/net lease facility) ¦ 103 MW ¦ COD 2027 (imminent - land deals NOW) ¦ IA signed + FIS complete (most advanced)
25INR0370 | Willis Storage | SS Completed, FIS Completed, IA | BT Majewski Storage LLC | tap 138kV Emory North 3171 to Liberty POD 1723 | Rains | NORTH | 2027-08-13 | OTH | BA | 176.13 | 55 | Battery storage (BTS/net lease facility) ¦ 176 MW ¦ COD 2027 (imminent - land deals NOW) ¦ IA signed + FIS complete (most advanced)
25INR0338 | Les Energy Storage | SS Completed, FIS Completed, No IA | Rocky Mountain Energy Development, LLC | Tap 138 kV 1326 Stanton East – 11324 Leatherwood Pod | Howard | WEST | 2028-04-30 | OTH | BA | 205.13 | 55 | Battery storage (BTS/net lease facility) ¦ 205 MW (mid-size) ¦ COD 2028 (near-term) ¦ IA signed + FIS complete (most advanced)
25INR0591 | Zeus Rusk BESS | SS Completed, FIS Started, No IA | Rusk BESS, LLC | Tap 345kV 3109 Stryker to 3100 Martin Lake | Rusk | NORTH | 2027-03-01 | OTH | BA | 208.8 | 55 | Battery storage (BTS/net lease facility) ¦ 209 MW (mid-size) ¦ COD 2027 (imminent - land deals NOW) ¦ Has interconnection agreement
24INR0294 | Citrus Flatts BESS | SS Completed, FIS Completed, IA | Citrus Flatts Energy Center, LLC | 80022 Oleander 138kV | Cameron | COASTAL | 2026-05-16 | OTH | BA | 101.2 | 55 | Battery storage (BTS/net lease facility) ¦ 101 MW ¦ COD 2026 (imminent - land deals NOW) ¦ IA signed + FIS complete (most advanced)
22INR0423 | Quela BESS | SS Completed, FIS Started, No IA | BRP Quela BESS LLC | Tap 138kV 5110 J.T. Deely - 5294 Martinez | Bexar | SOUTH | 2027-12-01 | OTH | BA | 301.41 | 55 | Battery storage (BTS/net lease facility) ¦ 301 MW (mid-size) ¦ COD 2027 (imminent - land deals NOW) ¦ Has interconnection agreement
27INR0173 | Trenno BESS | SS Completed, FIS Started, IA | JSB1, LLC | Tap 138kV 2281 Godley - 2888 Carmichael | Johnson | NORTH | 2027-09-13 | OTH | BA | 202.56 | 55 | Battery storage (BTS/net lease facility) ¦ 203 MW (mid-size) ¦ COD 2027 (imminent - land deals NOW) ¦ Has interconnection agreement
24INR0235 | Rock N' Roll Storage Two | SS Completed, FIS Started, No IA | Rock N’ Roll Solar, LLC | tap 138kV 44600 Rosharon - 44531 Winmil | Brazoria | COASTAL | 2027-08-30 | OTH | BA | 206 | 55 | Battery storage (BTS/net lease facility) ¦ 206 MW (mid-size) ¦ COD 2027 (imminent - land deals NOW) ¦ Has interconnection agreement
24INR0210 | Raven Storage | SS Completed, FIS Completed, IA | Raven Storage, LLC | Tap 138kV 44740 Wallis - 44190 East Bernard CKT#65 | Wharton | SOUTH | 2026-07-31 | OTH | BA | 103.53 | 55 | Battery storage (BTS/net lease facility) ¦ 104 MW ¦ COD 2026 (imminent - land deals NOW) ¦ IA signed + FIS complete (most advanced)
25INR0380 | Fike BESS | SS Completed, FIS Started, No IA | BRP Blue Topaz 9, LLC | 5754 Aderhold 138kV | Hidalgo | SOUTH | 2027-06-18 | OTH | BA | 200.8 | 55 | Battery storage (BTS/net lease facility) ¦ 201 MW (mid-size) ¦ COD 2027 (imminent - land deals NOW) ¦ Has interconnection agreement
25INR0656 | Gilleys Energy Storage | SS Completed, FIS Completed, No IA | Gilleys Energy Storage, LLC | Tap 345 kV 1730 West Krum - 6111 Riley CKT 2 | Wise | NORTH | 2028-04-21 | OTH | BA | 306.4 | 55 | Battery storage (BTS/net lease facility) ¦ 306 MW (mid-size) ¦ COD 2028 (near-term) ¦ IA signed + FIS complete (most advanced)
24INR0081 | SANJAC BESS | SS Completed, FIS Started, No IA | Castleman Power | 40270 Riverside 138kV | Harris | HOUSTON | 2027-04-04 | OTH | BA | 202.37 | 55 | Battery storage (BTS/net lease facility) ¦ 202 MW (mid-size) ¦ COD 2027 (imminent - land deals NOW) ¦ Has interconnection agreement
25INR0706 | Bocanova Power II | SS Completed, FIS Completed, IA | Bocanova Power II LLC | 39030 TNMP Alvin 138kV | Brazoria | COASTAL | 2026-06-30 | OTH | BA | 150.46 | 55 | Battery storage (BTS/net lease facility) ¦ 150 MW ¦ COD 2026 (imminent - land deals NOW) ¦ IA signed + FIS complete (most advanced)
25INR0657 | O'Bannion Energy Storage | SS Completed, FIS Completed, IA | O'Bannion Energy Storage, LLC | 1506 Long Hollow Switch 345 kV | Jack | NORTH | 2028-04-21 | OTH | BA | 306.4 | 55 | Battery storage (BTS/net lease facility) ¦ 306 MW (mid-size) ¦ COD 2028 (near-term) ¦ IA signed + FIS complete (most advanced)
25INR0661 | McCrae Energy Storage | SS Completed, FIS Completed, IA | McCrae Energy Storage, LLC | Tap 345 kV 1900 COMCHPKW_5 - 1440 COMCHESS1_5 | Erath | NORTH | 2028-09-25 | OTH | BA | 306.35 | 55 | Battery storage (BTS/net lease facility) ¦ 306 MW (mid-size) ¦ COD 2028 (near-term) ¦ IA signed + FIS complete (most advanced)
27INR0093 | Guadalupe Battery Storage Project | SS Completed, FIS Started, No IA | Guadalupe Power Partners, LP | # 7044 Marion 345kV | Guadalupe | SOUTH | 2027-05-01 | OTH | BA | 210.5 | 55 | Battery storage (BTS/net lease facility) ¦ 210 MW (mid-size) ¦ COD 2027 (imminent - land deals NOW) ¦ Has interconnection agreement
27INR0085 | Eagle Claw Energy Center | SS Completed, FIS Completed, IA | Eagle Claw Energy Center, LLC | 30.615932, -95.962023 - Singleton (Bus #44645) - Zenith (Bus #44900) Circuit #98 345 kV Line | Grimes | NORTH | 2028-03-31 | OTH | BA | 200.84 | 55 | Battery storage (BTS/net lease facility) ¦ 201 MW (mid-size) ¦ COD 2028 (near-term) ¦ IA signed + FIS complete (most advanced)
22INR0457 | Anson BAT | SS Completed, FIS Completed, IA | Anson II Storage LLC | tap 345 kV 68004 Phantom Hill station | Jones | WEST | 2027-12-01 | OTH | BA | 153.55 | 55 | Battery storage (BTS/net lease facility) ¦ 154 MW ¦ COD 2027 (imminent - land deals NOW) ¦ IA signed + FIS complete (most advanced)
25INR0371 | McMurtre Storage | SS Completed, FIS Completed, No IA | BT McMurtre Storage, LLC | tap 138kV 1819 Commerce South - 1815 Cumby Tap | Hunt | NORTH | 2027-06-01 | OTH | BA | 176.13 | 55 | Battery storage (BTS/net lease facility) ¦ 176 MW ¦ COD 2027 (imminent - land deals NOW) ¦ IA signed + FIS complete (most advanced)
25INR0375 | NavBoot BESS | SS Completed, FIS Started, No IA | Navboot BESS LLC | 8858 MCKENZIE4A 138kV | Nueces | COASTAL | 2027-11-11 | OTH | BA | 303.7 | 55 | Battery storage (BTS/net lease facility) ¦ 304 MW (mid-size) ¦ COD 2027 (imminent - land deals NOW) ¦ Has interconnection agreement
24INR0198 | Two Forks BESS | SS Completed, FIS Started, IA | Two Forks LLC | 684 SPRING 138kV | Cooke | NORTH | 2027-06-30 | OTH | BA | 309.8 | 55 | Battery storage (BTS/net lease facility) ¦ 310 MW (mid-size) ¦ COD 2027 (imminent - land deals NOW) ¦ Has interconnection agreement
27INR0193 | Cedar Draw BESS | SS Completed, FIS Started, No IA | Cedar Draw Solar LLC | 60011 Nebula7A 345kV | Scurry | WEST | 2027-12-31 | OTH | BA | 225.7 | 55 | Battery storage (BTS/net lease facility) ¦ 226 MW (mid-size) ¦ COD 2027 (imminent - land deals NOW) ¦ Has interconnection agreement
25INR0589 | Zeus Mitchell BESS | SS Completed, FIS Started, No IA | Mitchell BESS | Tap 345 kV 10049 Ranger Camp - 10057 Prong Moss CKT #01 and #02 | Mitchell | WEST | 2029-04-17 | OTH | BA | 1042.94 | 55 | Battery storage (BTS/net lease facility) ¦ 1,043 MW (mega project) ¦ COD 2029 (mid-term) ¦ Has interconnection agreement
26INR0184 | Arc Energy Storage | SS Completed, FIS Completed, No IA | Paris Energy Storage, LLC | Tap 138kV 1693 Paris Switch - 11806 ENLOE T8 | Lamar | NORTH | 2028-04-18 | OTH | BA | 204.5 | 55 | Battery storage (BTS/net lease facility) ¦ 204 MW (mid-size) ¦ COD 2028 (near-term) ¦ IA signed + FIS complete (most advanced)
26INR0179 | SunShiner ESS | SS Completed, FIS Started, No IA | SunShiner ESS LLC | 8672 LaPryor2A 138 kV | Zavala | SOUTH | 2027-07-01 | OTH | BA | 200 | 55 | Battery storage (BTS/net lease facility) ¦ 200 MW (mid-size) ¦ COD 2027 (imminent - land deals NOW) ¦ Has interconnection agreement
27INR0050 | Darkwood BESS | SS Completed, FIS Completed, No IA | Mustang Creek Solar, LLC | Tap 345KV 1900 Comanche Peak - 1440 Comanche Switch | Comanche | NORTH | 2027-09-20 | OTH | BA | 150.5 | 55 | Battery storage (BTS/net lease facility) ¦ 150 MW ¦ COD 2027 (imminent - land deals NOW) ¦ IA signed + FIS complete (most advanced)
26INR0185 | Beitel Energy Storage | SS Completed, FIS Started, No IA | Brazos Energy Storage, LLC | 579 Jack County 138kV | Jack | NORTH | 2027-12-31 | OTH | BA | 200.6 | 55 | Battery storage (BTS/net lease facility) ¦ 201 MW (mid-size) ¦ COD 2027 (imminent - land deals NOW) ¦ Has interconnection agreement
22INR0555 | TE Smith Storage | SS Completed, FIS Completed, IA | BT Smith Storage, LLC | 2483 Royse Switch 345kV | Rockwall | NORTH | 2026-01-15 | OTH | BA | 125.36 | 55 | Battery storage (BTS/net lease facility) ¦ 125 MW ¦ COD 2026 (imminent - land deals NOW) ¦ IA signed + FIS complete (most advanced)
24INR0331 | Chisme Storage | SS Completed, FIS Completed, No IA | Blue Heron Solar, LLC | Tap 345 kV 1444 BROWN SWITCH - 3424 BUCKHORN SWITCH | Brown | NORTH | 2027-04-13 | OTH | BA | 146 | 55 | Battery storage (BTS/net lease facility) ¦ 146 MW ¦ COD 2027 (imminent - land deals NOW) ¦ IA signed + FIS complete (most advanced)
24INR0338 | Eldora BESS | SS Completed, FIS Completed, IA | Eldora Energy LLC | 345 kV South Texas Project (Bus# 5915) – Hillje (Bus# 44200) Transmission Line Ckt 1 | Matagorda | COASTAL | 2028-07-02 | OTH | BA | 201.31 | 55 | Battery storage (BTS/net lease facility) ¦ 201 MW (mid-size) ¦ COD 2028 (near-term) ¦ IA signed + FIS complete (most advanced)
26INR0725 | PHOTON BESS REPOWERING | SS Completed, FIS Started, No IA | GulfStar Power, LLC | 44880 Waterh_POI_5 345kV | Wharton | SOUTH | 2027-05-17 | OTH | BA | 305.48 | 55 | Battery storage (BTS/net lease facility) ¦ 305 MW (mid-size) ¦ COD 2027 (imminent - land deals NOW) ¦ Has interconnection agreement
27INR0466 | Wolfram Storage | SS Completed, FIS Started, No IA | Nova Clean Energy, LLC | Dokmai 138kV Substation (bus #80090) | Calhoun | COASTAL | 2027-12-01 | OTH | BA | 206.6 | 55 | Battery storage (BTS/net lease facility) ¦ 207 MW (mid-size) ¦ COD 2027 (imminent - land deals NOW) ¦ Has interconnection agreement
27INR0556 | Gulf Gateway Storage One | SS Completed, FIS Started, No IA | Gulf Gateway Storage, LLC | 88249 SDI7A 345kV | San Patricio | COASTAL | 2027-06-24 | OTH | BA | 301.4 | 55 | Battery storage (BTS/net lease facility) ¦ 301 MW (mid-size) ¦ COD 2027 (imminent - land deals NOW) ¦ Has interconnection agreement
25INR0262 | Shepard Energy Storage | SS Completed, FIS Started, IA | Shepard Energy Storage LLC | # 38900 Hidden Lakes - # 42015 PHR 138 KV | Galveston | HOUSTON | 2027-07-01 | OTH | BA | 256.79 | 55 | Battery storage (BTS/net lease facility) ¦ 257 MW (mid-size) ¦ COD 2027 (imminent - land deals NOW) ¦ Has interconnection agreement
25INR0293 | TOCE BESS 1 | SS Completed, FIS Completed, IA | TOCE BESS 1, LLC | 138 kV Danevang Switching Station (Bus# 5546) | Wharton | SOUTH | 2028-05-31 | OTH | BA | 205.2 | 55 | Battery storage (BTS/net lease facility) ¦ 205 MW (mid-size) ¦ COD 2028 (near-term) ¦ IA signed + FIS complete (most advanced)
25INR0300 | Wizard BESS | SS Completed, FIS Completed, IA | Wizard Energy Storage, LLC | To the 138 kV League City Substation (#38920) | Galveston | HOUSTON | 2026-03-11 | OTH | BA | 150.82 | 55 | Battery storage (BTS/net lease facility) ¦ 151 MW ¦ COD 2026 (imminent - land deals NOW) ¦ IA signed + FIS complete (most advanced)
25INR0301 | Van Zandt Energy Storage | SS Completed, FIS Completed, No IA | Rocky Mountain Energy Holdings, LLC | 1027 Odessa EHV Switch 138 kV | Ector | WEST | 2028-04-13 | OTH | BA | 256.58 | 55 | Battery storage (BTS/net lease facility) ¦ 257 MW (mid-size) ¦ COD 2028 (near-term) ¦ IA signed + FIS complete (most advanced)
25INR0329 | Lynx Energy Storage | SS Completed, FIS Completed, IA | Corpus Battery Storage, LLC | 138KV Tap 8921 Terra Verde - 8518 Kingsville | Nueces | COASTAL | 2026-05-01 | OTH | BA | 125.3 | 55 | Battery storage (BTS/net lease facility) ¦ 125 MW ¦ COD 2026 (imminent - land deals NOW) ¦ IA signed + FIS complete (most advanced)
25INR0253 | Whiskey BESS | SS Completed, FIS Completed, IA | Whiskey BESS LLC | 6828 Canton Tap 138 kV | Van Zandt | NORTH | 2027-07-31 | OTH | BA | 153.72 | 55 | Battery storage (BTS/net lease facility) ¦ 154 MW ¦ COD 2027 (imminent - land deals NOW) ¦ IA signed + FIS complete (most advanced)
24INR0274 | Bufflehead BESS | SS Completed, FIS Completed, IA | Boxcar Energy Storage, LLC | 2475 Lavon Switch 138kV | Collin | NORTH | 2027-02-15 | OTH | BA | 153.3 | 55 | Battery storage (BTS/net lease facility) ¦ 153 MW ¦ COD 2027 (imminent - land deals NOW) ¦ IA signed + FIS complete (most advanced)
27INR0083 | Spinner Energy Storage | SS Completed, FIS Completed, No IA | GCI Wolf Energy Storage, LLC | 8196 Poesta Substation 138kV | Bee | SOUTH | 2027-06-01 | OTH | BA | 125.63 | 55 | Battery storage (BTS/net lease facility) ¦ 126 MW ¦ COD 2027 (imminent - land deals NOW) ¦ IA signed + FIS complete (most advanced)
26INR0598 | Tennuto BESS | SS Completed, FIS Started, No IA | Tennuto BESS, LLC | Wolfridge (#730) | Cooke | NORTH | 2027-12-31 | OTH | BA | 202 | 55 | Battery storage (BTS/net lease facility) ¦ 202 MW (mid-size) ¦ COD 2027 (imminent - land deals NOW) ¦ Has interconnection agreement
23INR0029 | Cedar Bayou 5 (TEF - Due Diligence) | SS Completed, FIS Completed, IA | NRG Cedar Bayou 5 LLC | 40000 Cedar Bayou 345kV | Chambers | HOUSTON | 2027-12-15 | GAS | GT | 697 | 55 | Gas turbine (peaker plant) ¦ 697 MW (large) ¦ COD 2027 (imminent - land deals NOW) ¦ IA signed + FIS complete (most advanced)
26INR0215 | JackGard BESS | SS Completed, FIS Completed, No IA | Jackgard BESS | 1429 Jacksboro 345kV | Jack | NORTH | 2028-04-17 | OTH | BA | 200.59 | 55 | Battery storage (BTS/net lease facility) ¦ 201 MW (mid-size) ¦ COD 2028 (near-term) ¦ IA signed + FIS complete (most advanced)
23INR0494 | Cartwheel BESS 1 | SS Completed, FIS Completed, IA | Cartwheel BESS, LLC | Tap 345kV 1697 Sulphur Springs Switch – 2464 Cash Switch | Hopkins | NORTH | 2025-12-23 | OTH | BA | 154.2 | 55 | Battery storage (BTS/net lease facility) ¦ 154 MW ¦ COD 2025 (imminent - land deals NOW) ¦ IA signed + FIS complete (most advanced)
26INR0226 | First Capitol BESS | SS Completed, FIS Started, IA | First Capitol BESS, LLC | Tap 138kV West Columbia Main (39500) - Sweeny Cogen (110505) | Brazoria | COASTAL | 2027-05-01 | OTH | BA | 257.48 | 55 | Battery storage (BTS/net lease facility) ¦ 257 MW (mid-size) ¦ COD 2027 (imminent - land deals NOW) ¦ Has interconnection agreement
26INR0243 | Caladium BESS | SS Completed, FIS Started, No IA | Caladium Storage, LLC | 57664 Sunnyside 69kV | Waller | HOUSTON | 2027-11-30 | OTH | BA | 201.28 | 55 | Battery storage (BTS/net lease facility) ¦ 201 MW (mid-size) ¦ COD 2027 (imminent - land deals NOW) ¦ Has interconnection agreement
26INR0247 | Jane Storage Energy Center | SS Completed, FIS Started, No IA | NMRE Holdings, LLC | 59901 Grelton 345 kV | Martin | WEST | 2027-03-01 | OTH | BA | 240.6 | 55 | Battery storage (BTS/net lease facility) ¦ 241 MW (mid-size) ¦ COD 2027 (imminent - land deals NOW) ¦ Has interconnection agreement
26INR0250 | Duffy BESS | SS Completed, FIS Started, IA | Duffy Energy Storage LLC | Tap 345kV WAP to STP CKT39 (PTI# 5915-44000 CKT 39) | Matagorda | COASTAL | 2026-12-31 | OTH | BA | 241.05 | 55 | Battery storage (BTS/net lease facility) ¦ 241 MW (mid-size) ¦ COD 2026 (imminent - land deals NOW) ¦ Has interconnection agreement
26INR0259 | Cottontail Energy Center | SS Completed, FIS Started, No IA | Cottontail Energy Center, LLC | 7258 Glidden Substation 138kV | Colorado | SOUTH | 2027-10-19 | OTH | BA | 200.85 | 55 | Battery storage (BTS/net lease facility) ¦ 201 MW (mid-size) ¦ COD 2027 (imminent - land deals NOW) ¦ Has interconnection agreement
27INR0142 | UNICORN BESS | SS Completed, FIS Started, No IA | Unicorn Energies | Tap 138 kV Wa Parish (#44015) - Crabb River Road Line (#44170) Line; CNP | Fort Bend | HOUSTON | 2027-09-01 | OTH | BA | 278.98 | 55 | Battery storage (BTS/net lease facility) ¦ 279 MW (mid-size) ¦ COD 2027 (imminent - land deals NOW) ¦ Has interconnection agreement
26INR0077 | Anila BESS | SS Completed, FIS Completed, IA | Alina Energy LLC | Tap of 345 kV Elm Creek (Bus# 5133) - San Miguel Gen (Bus# 5901) Transmission Line Ckt 1 | Wilson | SOUTH | 2028-06-30 | OTH | BA | 209 | 55 | Battery storage (BTS/net lease facility) ¦ 209 MW (mid-size) ¦ COD 2028 (near-term) ¦ IA signed + FIS complete (most advanced)
26INR0034 | Bracero Pecan Storage | SS Completed, FIS Started, IA | Bracero Pecan Storage LLC | 60716 SARAGOSA 138kV | Reeves | WEST | 2027-07-01 | OTH | BA | 238.21 | 55 | Battery storage (BTS/net lease facility) ¦ 238 MW (mid-size) ¦ COD 2027 (imminent - land deals NOW) ¦ Has interconnection agreement
21INR0505 | Ramsey Storage | SS Completed, FIS Started, IA | Hecate Energy Ramsey Storage LLC | 44200 Hillje 345kV | Wharton | SOUTH | 2027-12-31 | OTH | BA | 201.1 | 55 | Battery storage (BTS/net lease facility) ¦ 201 MW (mid-size) ¦ COD 2027 (imminent - land deals NOW) ¦ Has interconnection agreement
27INR0416 | Kresge Land Battery Storage | SS Completed, FIS Started, No IA | Kresge Land Battery Storage LLC | 138 kV Nighthawk Substation (Bus #38985) | Galveston | HOUSTON | 2027-06-01 | OTH | BA | 200 | 55 | Battery storage (BTS/net lease facility) ¦ 200 MW (mid-size) ¦ COD 2027 (imminent - land deals NOW) ¦ Has interconnection agreement
23INR0485 | Hacienda Storage | SS Completed, FIS Started, No IA | Galveston Energy Storage LLC | 38745 Attwater 138kV | Galveston | HOUSTON | 2027-12-01 | OTH | BA | 201.9 | 55 | Battery storage (BTS/net lease facility) ¦ 202 MW (mid-size) ¦ COD 2027 (imminent - land deals NOW) ¦ Has interconnection agreement
23INR0474 | AP Greenport | SS Completed, FIS Completed, No IA | AP Greenport | Austrop – Lost Pines 345 kV transmission line (Bus #7040 – 9041) | Travis | SOUTH | 2027-11-19 | OTH | BA | 100.45 | 55 | Battery storage (BTS/net lease facility) ¦ 100 MW ¦ COD 2027 (imminent - land deals NOW) ¦ IA signed + FIS complete (most advanced)
23INR0469 | Big Elm Storage | SS Completed, FIS Completed, IA | Big Elm Storage, LLC | 3404 Belfalls 345kV | Bell | NORTH | 2027-11-10 | OTH | BA | 120 | 55 | Battery storage (BTS/net lease facility) ¦ 120 MW ¦ COD 2027 (imminent - land deals NOW) ¦ IA signed + FIS complete (most advanced)
23INR0464 | Sloan Storage | SS Completed, FIS Started, No IA | Sloan Energy Storage LLC | 3179 Pauline 138kV | Henderson | NORTH | 2026-03-27 | OTH | BA | 200.9 | 55 | Battery storage (BTS/net lease facility) ¦ 201 MW (mid-size) ¦ COD 2026 (imminent - land deals NOW) ¦ Has interconnection agreement
26INR0261 | Bastrop Peaking Generators (TEF-Due Diligence) | SS Completed, FIS Started, IA | MPH Bastrop Peakers, LLC | 7048 L_GARFIE5_1Y 345kV | Bastrop | SOUTH | 2027-12-07 | GAS | GT | 1104 | 55 | Gas turbine (peaker plant) ¦ 1,104 MW (mega project) ¦ COD 2027 (imminent - land deals NOW) ¦ Has interconnection agreement
25INR0190 | Fortissimo BESS | SS Completed, FIS Completed, No IA | Fortissimo BESS, LCC | 741 Dyemound 138kV | Montague | NORTH | 2028-04-24 | OTH | BA | 202.65 | 55 | Battery storage (BTS/net lease facility) ¦ 203 MW (mid-size) ¦ COD 2028 (near-term) ¦ IA signed + FIS complete (most advanced)
26INR0514 | Techne BESS | SS Completed, FIS Started, No IA | Techne BESS, LLC | 7560 RED ROCK 138kV | Bastrop | SOUTH | 2026-12-31 | OTH | BA | 202.7 | 55 | Battery storage (BTS/net lease facility) ¦ 203 MW (mid-size) ¦ COD 2026 (imminent - land deals NOW) ¦ Has interconnection agreement
26INR0525 | Bypass BESS II | SS Completed, FIS Started, No IA | Bypass BESS II LLC | 44000 Wa Parish 345 kV | Fort Bend | HOUSTON | 2027-04-30 | OTH | BA | 205.86 | 55 | Battery storage (BTS/net lease facility) ¦ 206 MW (mid-size) ¦ COD 2027 (imminent - land deals NOW) ¦ Has interconnection agreement
25INR0208 | Iron Belt Energy Storage | SS Completed, FIS Started, IA | Iron Belt Energy Storage Project, LLC | Long Draw (# 59900) - Volta (#59910) 345kV | Borden | WEST | 2027-07-31 | OTH | BA | 401.9 | 55 | Battery storage (BTS/net lease facility) ¦ 402 MW (mid-size) ¦ COD 2027 (imminent - land deals NOW) ¦ Has interconnection agreement
28INR0154 | Pamela Heights I | SS Completed, FIS Completed, IA | Pamela heights I Energy Center LLC | #47170 HOC 138kV | Harris | HOUSTON | 2026-07-20 | OTH | BA | 101.65 | 55 | Battery storage (BTS/net lease facility) ¦ 102 MW ¦ COD 2026 (imminent - land deals NOW) ¦ IA signed + FIS complete (most advanced)
25INR0230 | Great Rock BESS | SS Completed, FIS Started, IA | Black Mountain Energy Storage II | Tap 345kV 46020 Limestone - 967 Gibbon Creek Ckt 18 | Leon | NORTH | 2027-12-20 | OTH | BA | 300.9 | 55 | Battery storage (BTS/net lease facility) ¦ 301 MW (mid-size) ¦ COD 2027 (imminent - land deals NOW) ¦ Has interconnection agreement
25INR0231 | Apache Hill BESS | SS Completed, FIS Started, IA | APACHE HILL ENERGY CENTER | 363 Hood 138kV | Hood | NORTH | 2026-07-31 | OTH | BA | 201.15 | 55 | Battery storage (BTS/net lease facility) ¦ 201 MW (mid-size) ¦ COD 2026 (imminent - land deals NOW) ¦ Has interconnection agreement
25INR0238 | Little Ridge Storage | SS Completed, FIS Started, No IA | TX BESS B LLC | Tap 138kV Swindell (812) - Olinger (818) | Collin | NORTH | 2025-12-11 | OTH | BA | 252 | 55 | Battery storage (BTS/net lease facility) ¦ 252 MW (mid-size) ¦ COD 2025 (imminent - land deals NOW) ¦ Has interconnection agreement
24INR0365 | Hermes Storage | SS Completed, FIS Completed, IA | Bell 1 Storage LLC | Tap 345kV 3687 Bell County East Switch - 39950 TNP One Plant Ckt 2 | Bell | NORTH | 2026-08-18 | OTH | BA | 100.42 | 55 | Battery storage (BTS/net lease facility) ¦ 100 MW ¦ COD 2026 (imminent - land deals NOW) ¦ IA signed + FIS complete (most advanced)
26INR0550 | Grand Mesa BESS | SS Completed, FIS Started, No IA | PERRY GREEN POWER LLC | 76582 MESA VIEW SWITCH 138kV | Pecos | WEST | 2027-09-28 | OTH | BA | 253.28 | 55 | Battery storage (BTS/net lease facility) ¦ 253 MW (mid-size) ¦ COD 2027 (imminent - land deals NOW) ¦ Has interconnection agreement
25INR0189 | Staccato BESS | SS Completed, FIS Started, No IA | Staccato Storage, LLC | 138kV WARDA #7312. | Fayette | SOUTH | 2026-12-31 | OTH | BA | 201.8 | 55 | Battery storage (BTS/net lease facility) ¦ 202 MW (mid-size) ¦ COD 2026 (imminent - land deals NOW) ¦ Has interconnection agreement
26INR0555 | Desert Palm BESS | SS Completed, FIS Started, No IA | Desert Palm BESS LLC | 78280 Bevo Substation 138 kV | Dimmit | SOUTH | 2027-07-01 | OTH | BA | 201.3 | 55 | Battery storage (BTS/net lease facility) ¦ 201 MW (mid-size) ¦ COD 2027 (imminent - land deals NOW) ¦ Has interconnection agreement
24INR0313 | Backbone Creek BESS | SS Completed, FIS Completed, IA | Backbone Creek BESS LLC | 7351 STARCKE 138kV | Burnet | SOUTH | 2026-08-10 | OTH | BA | 124.1 | 55 | Battery storage (BTS/net lease facility) ¦ 124 MW ¦ COD 2026 (imminent - land deals NOW) ¦ IA signed + FIS complete (most advanced)
26INR0589 | Goat Mountain BESS | SS Completed, FIS Started, No IA | Goat Wind LLC | 76030-Gasconades Creek 345 kV | Sterling | WEST | 2027-06-01 | OTH | BA | 201.1 | 55 | Battery storage (BTS/net lease facility) ¦ 201 MW (mid-size) ¦ COD 2027 (imminent - land deals NOW) ¦ Has interconnection agreement
23INR0071 | BRP Volans BESS | SS Completed, FIS Started, No IA | BRP Volans BESS LLC | 11189 Quarry Field SW - 1074 Wink 138kV | Winkler | WEST | 2027-12-01 | OTH | BA | 206.88 | 55 | Battery storage (BTS/net lease facility) ¦ 207 MW (mid-size) ¦ COD 2027 (imminent - land deals NOW) ¦ Has interconnection agreement
23INR0140 | Seine BESS | SS Completed, FIS Started, IA | BRP Seine BESS LLC | 60500 Edith Clarke 345kV | Foard | WEST | 2027-12-01 | OTH | BA | 301.19 | 55 | Battery storage (BTS/net lease facility) ¦ 301 MW (mid-size) ¦ COD 2027 (imminent - land deals NOW) ¦ Has interconnection agreement
26INR0503 | Rex Storage | SS Completed, FIS Started, No IA | Rex BESS, LLC | Tap 138 kV 48096 El Dorado - 43610 Scarsdale CKT 92 | Harris | HOUSTON | 2027-09-15 | OTH | BA | 256.4 | 55 | Battery storage (BTS/net lease facility) ¦ 256 MW (mid-size) ¦ COD 2027 (imminent - land deals NOW) ¦ Has interconnection agreement
26INR0485 | Prospector Energy Storage | SS Completed, FIS Started, No IA | Prospector Storage LLC | Natural Dam 138kV Substation (23836) | Howard | WEST | 2026-09-30 | OTH | BA | 204.6 | 55 | Battery storage (BTS/net lease facility) ¦ 205 MW (mid-size) ¦ COD 2026 (imminent - land deals NOW) ¦ Has interconnection agreement
23INR0104 | BRP Kamet BESS | SS Completed, FIS Started, No IA | BRP Kamet BESS LLC | Andrews North – McKenzie Draw Switch 138 kV | Andrews | WEST | 2025-12-01 | OTH | BA | 202.46 | 55 | Battery storage (BTS/net lease facility) ¦ 202 MW (mid-size) ¦ COD 2025 (imminent - land deals NOW) ¦ Has interconnection agreement
23INR0376 | Cascade Storage | SS Completed, FIS Started, No IA | Oyster Creek LLC | 345kV Oasis (43035) – Seabreeze circuit 27 | Brazoria | COASTAL | 2026-01-16 | OTH | BA | 250 | 55 | Battery storage (BTS/net lease facility) ¦ 250 MW (mid-size) ¦ COD 2026 (imminent - land deals NOW) ¦ Has interconnection agreement
26INR0285 | Hill Valley BESS | SS Completed, FIS Completed, No IA | Hill Valley BESS, LLC | 345 kV Singleton (#44645) | Grimes | NORTH | 2028-07-15 | OTH | BA | 245.8 | 55 | Battery storage (BTS/net lease facility) ¦ 246 MW (mid-size) ¦ COD 2028 (near-term) ¦ IA signed + FIS complete (most advanced)
23INR0381 | Bexar ESS | SS Completed, FIS Completed, IA | Bexar ESS LLC | 5007 Alamo One 138kV | Bexar | SOUTH | 2026-02-10 | OTH | BA | 102.6 | 55 | Battery storage (BTS/net lease facility) ¦ 103 MW ¦ COD 2026 (imminent - land deals NOW) ¦ IA signed + FIS complete (most advanced)
23INR0382 | Outer Loop BESS | SS Completed, FIS Started, No IA | Black Mountain Energy Storage II | 40700 Greens Bayou 345kV | Harris | HOUSTON | 2027-12-06 | OTH | BA | 201.2 | 55 | Battery storage (BTS/net lease facility) ¦ 201 MW (mid-size) ¦ COD 2027 (imminent - land deals NOW) ¦ Has interconnection agreement
23INR0421 | Bee Branch IA | SS Completed, FIS Started, No IA | Tidwell Prairie LLC | Tap TNP ONE 39950 and Twin Oak 3400 | Robertson | NORTH | 2027-06-01 | OTH | BA | 200.53 | 55 | Battery storage (BTS/net lease facility) ¦ 201 MW (mid-size) ¦ COD 2027 (imminent - land deals NOW) ¦ Has interconnection agreement
24INR0306 | Arroyo Storage | SS Completed, FIS Completed, IA | BT Cantwell Solar, LLC | Tap 345kV 8318 Rio Hondo - 8317 La Palma (New Gulch Substation ) | Cameron | COASTAL | 2026-04-14 | OTH | BA | 183.76 | 55 | Battery storage (BTS/net lease facility) ¦ 184 MW ¦ COD 2026 (imminent - land deals NOW) ¦ IA signed + FIS complete (most advanced)
24INR0369 | Glory Bee Storage | SS Completed, FIS Completed, No IA | Riley Solar LLC | Tap 345kV 1440 Comanche Switch - 1900 Comanche Peak | Erath | NORTH | 2026-04-14 | OTH | BA | 101 | 55 | Battery storage (BTS/net lease facility) ¦ 101 MW ¦ COD 2026 (imminent - land deals NOW) ¦ IA signed + FIS complete (most advanced)
24INR0381 | Alexandrite Storage | SS Completed, FIS Started, No IA | Johnson Energy Storage, LLC | 8359 Santa Rosa (S_SNROSA4A) 138kV | Cameron | COASTAL | 2026-12-10 | OTH | BA | 203 | 55 | Battery storage (BTS/net lease facility) ¦ 203 MW (mid-size) ¦ COD 2026 (imminent - land deals NOW) ¦ Has interconnection agreement
26INR0460 | Lightning Ridge Energy Storage | SS Completed, FIS Completed, No IA | Lightning Ridge Storage LLC | Tap #1429 Jacksboro Substation 345kV | Jack | NORTH | 2028-03-21 | OTH | BA | 204.7 | 55 | Battery storage (BTS/net lease facility) ¦ 205 MW (mid-size) ¦ COD 2028 (near-term) ¦ IA signed + FIS complete (most advanced)
26INR0464 | Ceres BESS | SS Completed, FIS Started, No IA | Ceres BESS, LLC | Tap 138 kV 6883 QUINLAN NORTH SS - 6860 UNION VALLEY SS | Hunt | NORTH | 2027-11-30 | OTH | BA | 202.7 | 55 | Battery storage (BTS/net lease facility) ¦ 203 MW (mid-size) ¦ COD 2027 (imminent - land deals NOW) ¦ Has interconnection agreement
23INR0401 | Headcamp Energy Storage Plant | SS Completed, FIS Completed, IA | Momentum Headcamp LLC | tap 138kV 38331 TN Alamo St – 38455 TN Holiday | Pecos | WEST | 2025-11-26 | OTH | BA | 152.88 | 55 | Battery storage (BTS/net lease facility) ¦ 153 MW ¦ COD 2025 (imminent - land deals NOW) ¦ IA signed + FIS complete (most advanced)
23INR0334 | Liberty Senate Energy Storage 1 | SS Completed, FIS Started, No IA | Senate Solar LLC | 1445 Burwick 345kV | Jack | NORTH | 2027-10-27 | OTH | BA | 207.4 | 55 | Battery storage (BTS/net lease facility) ¦ 207 MW (mid-size) ¦ COD 2027 (imminent - land deals NOW) ¦ Has interconnection agreement
23INR0361 | Third Coast BESS | SS Completed, FIS Completed, IA | Third Coast BESS LLC | 8125 Lolita substation 138kV | Jackson | SOUTH | 2027-06-15 | OTH | BA | 102.82 | 55 | Battery storage (BTS/net lease facility) ¦ 103 MW ¦ COD 2027 (imminent - land deals NOW) ¦ IA signed + FIS complete (most advanced)
26INR0314 | Brazos River BESS | SS Completed, FIS Completed, IA | Brazos River BESS LLC | Tap 138kV 39530 West Colombia LOCAL TNP - 39560 ANGLETON TNP | Brazoria | COASTAL | 2027-10-30 | OTH | BA | 180.36 | 55 | Battery storage (BTS/net lease facility) ¦ 180 MW ¦ COD 2027 (imminent - land deals NOW) ¦ IA signed + FIS complete (most advanced)
26INR0317 | Pinnacle Point Energy Storage | SS Completed, FIS Completed, No IA | GCI Pinnacle Point, LLC | Tap Highlands (Bus # 40812) - HANEY ( BUS # 40790) 138 kV | Harris | HOUSTON | 2027-06-01 | OTH | BA | 101.3 | 55 | Battery storage (BTS/net lease facility) ¦ 101 MW ¦ COD 2027 (imminent - land deals NOW) ¦ IA signed + FIS complete (most advanced)
26INR0472 | Bologna BESS | SS Completed, FIS Completed, No IA | MALONEY BESS LLC | Tap 138kV #1450 Pleasant Valley Switch - #1492 Wichita Falls Riverbend | Wichita | WEST | 2028-04-19 | OTH | BA | 202.56 | 55 | Battery storage (BTS/net lease facility) ¦ 203 MW (mid-size) ¦ COD 2028 (near-term) ¦ IA signed + FIS complete (most advanced)
26INR0321 | Windmill Ridge Storage | SS Completed, FIS Completed, No IA | BT WMR Storage, LLC | Angleton (Bus #42110) - West Columbia Local (Bus #43381) 138 kV Substation | Brazoria | COASTAL | 2026-12-31 | OTH | BA | 151.4 | 55 | Battery storage (BTS/net lease facility) ¦ 151 MW ¦ COD 2026 (imminent - land deals NOW) ¦ IA signed + FIS complete (most advanced)
24INR0436 | Carambola BESS | SS Completed, FIS Completed, IA | SMT McAllen II LLC | North Mcallen 138 kV Substation (N_MCALLN, Bus#8632) | Hidalgo | SOUTH | 2026-04-20 | OTH | BA | 100.9 | 55 | Battery storage (BTS/net lease facility) ¦ 101 MW ¦ COD 2026 (imminent - land deals NOW) ¦ IA signed + FIS complete (most advanced)
25INR0122 | Vial BESS | SS Completed, FIS Completed, IA | Gransolar Texas Eleven LLC | Chatt(234) - Pecan Street (3352) 138kV | Hill | NORTH | 2027-09-15 | OTH | BA | 135.18 | 55 | Battery storage (BTS/net lease facility) ¦ 135 MW ¦ COD 2027 (imminent - land deals NOW) ¦ IA signed + FIS complete (most advanced)
25INR0133 | Rose Quartz BESS | SS Completed, FIS Completed, No IA | Rose Quartz BESS, LLC | Tap 138kV 8283 Asherton - 8613 Bigwells | Dimmit | SOUTH | 2026-12-01 | OTH | BA | 101.41 | 55 | Battery storage (BTS/net lease facility) ¦ 101 MW ¦ COD 2026 (imminent - land deals NOW) ¦ IA signed + FIS complete (most advanced)
25INR0140 | Seragio BESS | SS Completed, FIS Started, No IA | Seragio BESS, LLC | 11140 ECTRCNTYN_8 138kV | Ector | WEST | 2027-06-28 | OTH | BA | 201.13 | 55 | Battery storage (BTS/net lease facility) ¦ 201 MW (mid-size) ¦ COD 2027 (imminent - land deals NOW) ¦ Has interconnection agreement
25INR0169 | Piedra BESS | SS Completed, FIS Completed, IA | Piedra Solar, LLC | Tap 345-kV line Navarro (68091) – Limestone (46020) | Freestone | NORTH | 2026-12-31 | OTH | BA | 103.65 | 55 | Battery storage (BTS/net lease facility) ¦ 104 MW ¦ COD 2026 (imminent - land deals NOW) ¦ IA signed + FIS complete (most advanced)
25INR0173 | Wolf Spring Storage | SS Completed, FIS Completed, IA | Wolf Spring Solar, LLC | Tap 345kV 59904 Cotton Wood - 23922 White River Ckt 1 | Dickens | PANHANDLE | 2028-04-19 | OTH | BA | 202.7 | 55 | Battery storage (BTS/net lease facility) ¦ 203 MW (mid-size) ¦ COD 2028 (near-term) ¦ IA signed + FIS complete (most advanced)
23INR0340 | Larkspur Energy Storage | SS Completed, FIS Started, IA | Larkspur Energy Storage LLC | 71213 Benedum 138kV | Upton | WEST | 2027-05-05 | OTH | BA | 307.46 | 55 | Battery storage (BTS/net lease facility) ¦ 307 MW (mid-size) ¦ COD 2027 (imminent - land deals NOW) ¦ Has interconnection agreement
24INR0383 | Soda Lake BESS 2 SLF | SS Completed, FIS Started, No IA | Crane II Solar Electric, LLC | 138 kV Soda Lake (#76026) | Crane | WEST | 2027-12-01 | OTH | BA | 205.35 | 55 | Battery storage (BTS/net lease facility) ¦ 205 MW (mid-size) ¦ COD 2027 (imminent - land deals NOW) ¦ Has interconnection agreement
24INR0386 | Black & Gold Energy Storage | SS Completed, FIS Started, IA | Black & Gold Energy Storage, LLC | 6364 Yellow Jacket Sub 138kV | Menard | WEST | 2027-07-30 | OTH | BA | 203.83 | 55 | Battery storage (BTS/net lease facility) ¦ 204 MW (mid-size) ¦ COD 2027 (imminent - land deals NOW) ¦ Has interconnection agreement
25INR0184 | Legato BESS | SS Completed, FIS Completed, No IA | Legato Storage, LLC | 138kV #608 Crafton Substation - #620 Bowie Substation | Wise | NORTH | 2028-04-24 | OTH | BA | 202.65 | 55 | Battery storage (BTS/net lease facility) ¦ 203 MW (mid-size) ¦ COD 2028 (near-term) ¦ IA signed + FIS complete (most advanced)
24INR0405 | Crowned Heron BESS | SS Completed, FIS Completed, IA | RWE Renewables | WA Parish 345 kV Bus #44000 | Fort Bend | HOUSTON | 2026-06-30 | OTH | BA | 154.2 | 55 | Battery storage (BTS/net lease facility) ¦ 154 MW ¦ COD 2026 (imminent - land deals NOW) ¦ IA signed + FIS complete (most advanced)
26INR0329 | Pianissimo BESS II | SS Completed, FIS Started, No IA | Pianissimo Storage, LLC | Tap 138kV 685 LEO - 587 GREENWOOD | Wise | NORTH | 2027-12-31 | OTH | BA | 202 | 55 | Battery storage (BTS/net lease facility) ¦ 202 MW (mid-size) ¦ COD 2027 (imminent - land deals NOW) ¦ Has interconnection agreement
26INR0331 | RUSH ESS | SS Completed, FIS Started, No IA | OCI Solar Power LLC | Tap 345 kV 5231 HOWARD_5 – 5400 SPRUCE | Bexar | SOUTH | 2027-07-01 | OTH | BA | 201.27 | 55 | Battery storage (BTS/net lease facility) ¦ 201 MW (mid-size) ¦ COD 2027 (imminent - land deals NOW) ¦ Has interconnection agreement
23INR0310 | Dunkel BESS | SS Completed, FIS Started, No IA | Momentum Energy Storage Partners | 59156 Yellow House Canyon 115kV | Lubbock | PANHANDLE | 2027-11-02 | OTH | BA | 226.3 | 55 | Battery storage (BTS/net lease facility) ¦ 226 MW (mid-size) ¦ COD 2027 (imminent - land deals NOW) ¦ Has interconnection agreement
26INR0324 | Misty Hollow BESS | SS Completed, FIS Completed, IA | Clear Fork BESS, LLC | 345 kV Singleton (#44645) | Grimes | NORTH | 2028-07-15 | OTH | BA | 245.8 | 55 | Battery storage (BTS/net lease facility) ¦ 246 MW (mid-size) ¦ COD 2028 (near-term) ¦ IA signed + FIS complete (most advanced)
26INR0376 | Blackcat Storage | SS Completed, FIS Started, No IA | Matagorda ESS, LLC | 138kV Blackcat Substation (#80124) | Matagorda | COASTAL | 2027-12-31 | OTH | BA | 200.59 | 55 | Battery storage (BTS/net lease facility) ¦ 201 MW (mid-size) ¦ COD 2027 (imminent - land deals NOW) ¦ Has interconnection agreement
26INR0387 | Zeus Spade BESS | SS Completed, FIS Started, No IA | Spade BESS | Tap 345 kV 1030 Morgan Creek to 76030 Gasconades Creek | Mitchell | WEST | 2027-03-20 | OTH | BA | 446.3 | 55 | Battery storage (BTS/net lease facility) ¦ 446 MW (mid-size) ¦ COD 2027 (imminent - land deals NOW) ¦ Has interconnection agreement
26INR0427 | BremRaek BESS | SS Completed, FIS Started, No IA | BremRaek BESS | 7271 LCRA New Bremen 138 kV | Austin | SOUTH | 2027-11-14 | OTH | BA | 200.6 | 55 | Battery storage (BTS/net lease facility) ¦ 201 MW (mid-size) ¦ COD 2027 (imminent - land deals NOW) ¦ Has interconnection agreement
26INR0422 | PowerVault BESS | SS Completed, FIS Started, No IA | SMT Elm Mott BESS | Tap 345kV 3406 Elm Mott - 3405 Tradinghouse Ses | McLennan | NORTH | 2027-07-01 | OTH | BA | 254.8 | 55 | Battery storage (BTS/net lease facility) ¦ 255 MW (mid-size) ¦ COD 2027 (imminent - land deals NOW) ¦ Has interconnection agreement
26INR0340 | SOUTHERN SELECT ENERGY STORAGE | SS Completed, FIS Started, IA | SOUTHERN SELECT ENERGY STORAGE LLC | Bus Name: TNHEIGHTS_1 Bus Number: 38740 | Galveston | HOUSTON | 2027-03-31 | OTH | BA | 204.76 | 55 | Battery storage (BTS/net lease facility) ¦ 205 MW (mid-size) ¦ COD 2027 (imminent - land deals NOW) ¦ Has interconnection agreement
26INR0349 | ARTIO ENERGY STORAGE | SS Completed, FIS Completed, No IA | Artio Energy Storage LLC | Farmersville 345kV Substation (PSSE BUS # 1685) | Collin | NORTH | 2028-10-01 | OTH | BA | 205.94 | 55 | Battery storage (BTS/net lease facility) ¦ 206 MW (mid-size) ¦ COD 2028 (near-term) ¦ IA signed + FIS complete (most advanced)
26INR0355 | Pleiades Storage | SS Completed, FIS Completed, No IA | Pleiades Storage, LLC | Tap 138kV Einstein 23852 - 10043 St. Lawrence | Glasscock | WEST | 2028-09-22 | OTH | BA | 205.5 | 55 | Battery storage (BTS/net lease facility) ¦ 206 MW (mid-size) ¦ COD 2028 (near-term) ¦ IA signed + FIS complete (most advanced)
29INR0218 | Kickstart Energy Storage VI | SS Completed, FIS Started, No IA | Kickstart Infrastructure LLC | 345 KV Venus 1907 to Navarro 68091 | Ellis | NORTH | 2029-12-31 | OTH | BA | 1026.2 | 55 | Battery storage (BTS/net lease facility) ¦ 1,026 MW (mega project) ¦ COD 2029 (mid-term) ¦ Has interconnection agreement
27INR0581 | Limitless Energy Hub I | SS Completed, FIS Started, IA | Limitless Energy Hub I LLC | 6101 RILEY7A Substation 345kV | Wilbarger | WEST | 2028-12-01 | GAS | CC | 1238.25 | 54 | Gas combined cycle (major infrastructure) ¦ 1,238 MW (mega project) ¦ COD 2028 (near-term) ¦ Has interconnection agreement
27INR0582 | Limitless Energy Hub II | SS Completed, FIS Started, IA | Limitless Energy Hub II LLC | 6111 RILEY7B Substation 345kV | Wilbarger | WEST | 2028-12-01 | GAS | CC | 1238.25 | 54 | Gas combined cycle (major infrastructure) ¦ 1,238 MW (mega project) ¦ COD 2028 (near-term) ¦ Has interconnection agreement
18INR0009 | Eagle Pines Gas | SS Completed, FIS Started, No IA | FGE Power | tap 345kV 3109 Stryker - 3123 Trinidad | Cherokee | NORTH | 2028-10-30 | GAS | CC | 1173.5 | 54 | Gas combined cycle (major infrastructure) ¦ 1,174 MW (mega project) ¦ COD 2028 (near-term) ¦ Has interconnection agreement
29INR0120 | MilamStation Power Secured Gas Generation | SS Completed, FIS Started, No IA | Power Secured Holdings LLC | #3377 LITTLE POND SWITCH 345kv | Milam | SOUTH | 2027-11-01 | GAS | CC | 846 | 54 | Gas combined cycle (major infrastructure) ¦ 846 MW (large) ¦ COD 2027 (imminent - land deals NOW) ¦ Has interconnection agreement
24INR0305 | MRG Goody Storage | SS Completed, FIS Completed, IA | MRG Goody Solar Project LLC | Tap 138 kV Toco Switch (#1700) – Paris Switch (#1693) | Lamar | NORTH | 2026-03-20 | OTH | BA | 52.29 | 53 | Battery storage (BTS/net lease facility) ¦ 52 MW (small) ¦ COD 2026 (imminent - land deals NOW) ¦ IA signed + FIS complete (most advanced)
24INR0453 | Longfellow BESS I | SS Completed, FIS Completed, IA | CENTURY GAS PROCESSING, LLC | 38432 TNCENTRY1_1 138 KV | Pecos | WEST | 2026-11-30 | OTH | BA | 54.99 | 53 | Battery storage (BTS/net lease facility) ¦ 55 MW (small) ¦ COD 2026 (imminent - land deals NOW) ¦ IA signed + FIS complete (most advanced)
24INR0140 | Gaia Storage | SS Completed, FIS Completed, IA | Gaia Solar, LLC | Tap 138kV 3127 Trinidad SES - 3454 Montfort Switch | Navarro | NORTH | 2026-05-01 | OTH | BA | 78.81 | 53 | Battery storage (BTS/net lease facility) ¦ 79 MW (small) ¦ COD 2026 (imminent - land deals NOW) ¦ IA signed + FIS complete (most advanced)
24INR0138 | Midpoint Storage | SS Completed, FIS Completed, IA | Midpoint Solar, LLC | 138 KV Tap #3518 BLUM to #237 Blanton | Hill | NORTH | 2026-03-13 | OTH | BA | 50.9 | 53 | Battery storage (BTS/net lease facility) ¦ 51 MW (small) ¦ COD 2026 (imminent - land deals NOW) ¦ IA signed + FIS complete (most advanced)
20INR0246 | Ryan Energy Storage | SS Completed, FIS Completed, IA | Ryan Storage LLC | 37580 TNPancake 69kV | Coryell | NORTH | 2026-12-12 | OTH | BA | 51.6 | 53 | Battery storage (BTS/net lease facility) ¦ 52 MW (small) ¦ COD 2026 (imminent - land deals NOW) ¦ IA signed + FIS complete (most advanced)
25INR0242 | Pato Blanco Storage | SS Completed, FIS Completed, No IA | TX BESS 4, LLC | Tap 138 kV 44010 W A Parish - 42980 NASH___S02_8 | Fort Bend | HOUSTON | 2026-03-01 | OTH | BA | 71.34 | 53 | Battery storage (BTS/net lease facility) ¦ 71 MW (small) ¦ COD 2026 (imminent - land deals NOW) ¦ IA signed + FIS complete (most advanced)
25INR0498 | Stegall Storage | SS Completed, FIS Completed, No IA | BT Martin Solar, LLC | Tap connection to a new switching station on the Elliott (Bus #53) - Franklin (Bus #57) 69 kV Transmission Line | Robertson | NORTH | 2027-05-30 | OTH | BA | 50.47 | 53 | Battery storage (BTS/net lease facility) ¦ 50 MW (small) ¦ COD 2027 (imminent - land deals NOW) ¦ IA signed + FIS complete (most advanced)
21INR0469 | Big Star Storage | SS Completed, FIS Completed, IA | RWE Solar Development, LLC | Tap 345kV 9074 Lytton - 9073 Holman | Bastrop | SOUTH | 2026-01-31 | OTH | BA | 80 | 53 | Battery storage (BTS/net lease facility) ¦ 80 MW (small) ¦ COD 2026 (imminent - land deals NOW) ¦ IA signed + FIS complete (most advanced)
25INR0487 | Marick Rose BESS | SS Completed, FIS Completed, No IA | Marick BESS | Tap 138kV 44521 Marick - 44615 Rosenberg Ckt 60 | Fort Bend | HOUSTON | 2026-05-01 | OTH | BA | 50.18 | 53 | Battery storage (BTS/net lease facility) ¦ 50 MW (small) ¦ COD 2026 (imminent - land deals NOW) ¦ IA signed + FIS complete (most advanced)
22INR0467 | Bird Dog Energy Storage | SS Completed, FIS Completed, IA | VESI 37 LLC | 5669 Argenta 69kV | Live Oak | SOUTH | 2026-06-30 | OTH | BA | 60.4 | 53 | Battery storage (BTS/net lease facility) ¦ 60 MW (small) ¦ COD 2026 (imminent - land deals NOW) ¦ IA signed + FIS complete (most advanced)
26INR0296 | Sherbino II BESS SLF | SS Completed, FIS Completed, IA | Phoenix Battery Storage, LLC | 38430 TNMP White baker Switching Station 138kV | Pecos | WEST | 2027-02-09 | OTH | BA | 77.37 | 53 | Battery storage (BTS/net lease facility) ¦ 77 MW (small) ¦ COD 2027 (imminent - land deals NOW) ¦ IA signed + FIS complete (most advanced)
26INR0242 | Sol Marina Energy Center BESS | SS Completed, FIS Completed, IA | Adapture Solar Development, LLC | Tap 345kV 2427 Watermill - 2466 Big Onion | Ellis | NORTH | 2027-10-29 | OTH | BA | 57.15 | 53 | Battery storage (BTS/net lease facility) ¦ 57 MW (small) ¦ COD 2027 (imminent - land deals NOW) ¦ IA signed + FIS complete (most advanced)
23INR0331 | Orange Grove BESS | SS Completed, FIS Completed, IA | Talitha Energy Project, LLC | 5660 Orange Grove Switching Station 138 kV | Jim Wells | SOUTH | 2027-04-30 | OTH | BA | 61.39 | 53 | Battery storage (BTS/net lease facility) ¦ 61 MW (small) ¦ COD 2027 (imminent - land deals NOW) ¦ IA signed + FIS complete (most advanced)
23INR0181 | Starling Storage | SS Completed, FIS Completed, IA | Starling Storage, LLC | tap 138kV 7224 Luling - 7245 Gonzales | Gonzales | SOUTH | 2027-05-15 | OTH | BA | 63.6 | 53 | Battery storage (BTS/net lease facility) ¦ 64 MW (small) ¦ COD 2027 (imminent - land deals NOW) ¦ IA signed + FIS complete (most advanced)
29INR0088 | Cricket Storage | SS Completed, FIS Started, No IA | Cricket Storage, LLC | Tap 138kV #3179 Pauline - #3177 Eustace | Henderson | NORTH | 2028-10-05 | OTH | BA | 232.18 | 52 | Battery storage (BTS/net lease facility) ¦ 232 MW (mid-size) ¦ COD 2028 (near-term) ¦ Has interconnection agreement
29INR0217 | Kickstart Energy Storage V | SS Completed, FIS Started, No IA | Kickstart Infrastructure LLC | 345 KV Venus 1906 to Fort Smith 3389 | Ellis | NORTH | 2029-12-31 | OTH | BA | 999 | 52 | Battery storage (BTS/net lease facility) ¦ 999 MW (large) ¦ COD 2029 (mid-term) ¦ Has interconnection agreement
29INR0204 | Miller Bend Energy BESS | SS Completed, FIS Started, No IA | Miller Bend Energy | Tap 345kV (Bus1#1430) Graham SES to (Bus2#11050) Dusty Road | Young | WEST | 2029-06-01 | OTH | BA | 547.62 | 52 | Battery storage (BTS/net lease facility) ¦ 548 MW (large) ¦ COD 2029 (mid-term) ¦ Has interconnection agreement
28INR0348 | Ringtail Energy Storage | SS Completed, FIS Started, No IA | PowerPulse LLC | Bus # 1446, Lake Wichita, 138 kV | Archer | WEST | 2028-12-15 | OTH | BA | 203.8 | 52 | Battery storage (BTS/net lease facility) ¦ 204 MW (mid-size) ¦ COD 2028 (near-term) ¦ Has interconnection agreement
28INR0346 | Maximino Road BESS | SS Completed, FIS Started, No IA | Horizon Energy Storage Greenfield Project Holdings LLC | 7170 BERGHEIM 138kV | Comal | SOUTH | 2028-05-31 | OTH | BA | 206 | 52 | Battery storage (BTS/net lease facility) ¦ 206 MW (mid-size) ¦ COD 2028 (near-term) ¦ Has interconnection agreement
28INR0333 | Reunion Storage | SS Completed, FIS Started, No IA | Reunion Solar, LLC | Tap 345kV #60504 Tesla Road to #6111 Riley | Wilbarger | WEST | 2028-07-01 | OTH | BA | 200.3 | 52 | Battery storage (BTS/net lease facility) ¦ 200 MW (mid-size) ¦ COD 2028 (near-term) ¦ Has interconnection agreement
28INR0328 | 18-ALPHA BESS | SS Completed, FIS Started, No IA | SCOUT ENERGY MANAGEMENT, LLC | To the 138 kV Valley View Substation, ( Bus No.691) | Cooke | NORTH | 2028-02-01 | OTH | BA | 307.4 | 52 | Battery storage (BTS/net lease facility) ¦ 307 MW (mid-size) ¦ COD 2028 (near-term) ¦ Has interconnection agreement
26INR0341 | Megamouth Energy Storage | SS Completed, FIS Completed, IA | GCI Megamouth, LLC | 42750 Mykawa 138 kV | Harris | HOUSTON | 2028-12-31 | OTH | BA | 101.3 | 52 | Battery storage (BTS/net lease facility) ¦ 101 MW ¦ COD 2028 (near-term) ¦ IA signed + FIS complete (most advanced)
23INR0214 | Harley Hand Storage | SS Completed, FIS Started, No IA | Hecate Energy Harley Hand Solar LLC | 11420 Sweetwater East 345kV | Nolan | WEST | 2029-04-07 | OTH | BA | 503.4 | 52 | Battery storage (BTS/net lease facility) ¦ 503 MW (large) ¦ COD 2029 (mid-term) ¦ Has interconnection agreement
26INR0432 | Big Rooter West Storage | SS Completed, FIS Started, No IA | Big Rooter West, LLC | 39950# TNTNP_ONE_3 345 KV | Robertson | NORTH | 2028-12-01 | OTH | BA | 201.08 | 52 | Battery storage (BTS/net lease facility) ¦ 201 MW (mid-size) ¦ COD 2028 (near-term) ¦ Has interconnection agreement
26INR0430 | Clapton Storage | SS Completed, FIS Started, No IA | Clapton BESS | Tap 345 kV 3424 Buckhorn Switch - 1444 Brown Switch | Mills | NORTH | 2028-08-09 | OTH | BA | 208.91 | 52 | Battery storage (BTS/net lease facility) ¦ 209 MW (mid-size) ¦ COD 2028 (near-term) ¦ Has interconnection agreement
26INR0426 | Maderagemela BESS1 | SS Completed, FIS Started, No IA | Twinwood ES1, LLC | Tap 138kV 44750 FULSHR_S25_8 to 44860 TWINWD_S25_8 | Waller | HOUSTON | 2027-10-27 | OTH | BA | 153.96 | 52 | Battery storage (BTS/net lease facility) ¦ 154 MW ¦ COD 2027 (imminent - land deals NOW) ¦ Has interconnection agreement
26INR0418 | TE Smith Storage 2 | SS Completed, FIS Started, No IA | Smith II Battery Storage, LLC | 2478 Royse 345kV | Rockwall | NORTH | 2027-08-16 | OTH | BA | 125.32 | 52 | Battery storage (BTS/net lease facility) ¦ 125 MW ¦ COD 2027 (imminent - land deals NOW) ¦ Has interconnection agreement
26INR0410 | Prost ESS | SS Completed, FIS Started, No IA | Prost ESS LLC | Tap 138kV L_PISEK_8_1Y (#7296) - L_WELCOM8_1Y(#7577) | Austin | SOUTH | 2028-09-08 | OTH | BA | 202.7 | 52 | Battery storage (BTS/net lease facility) ¦ 203 MW (mid-size) ¦ COD 2028 (near-term) ¦ Has interconnection agreement
26INR0385 | Nanulak BESS | SS Completed, FIS Started, No IA | Nanulak BESS, L.L.C. | 38113 TNCOYOTSPG1 138kV | Reeves | WEST | 2027-03-15 | OTH | BA | 181.54 | 52 | Battery storage (BTS/net lease facility) ¦ 182 MW ¦ COD 2027 (imminent - land deals NOW) ¦ Has interconnection agreement
26INR0330 | Alamo City BESS | SS Completed, FIS Started, IA | ALAMO CITY ESS LLC | Tap 138kV 5294 Martinez - 5110 JT Deely | Bexar | SOUTH | 2027-09-21 | OTH | BA | 128.2 | 52 | Battery storage (BTS/net lease facility) ¦ 128 MW ¦ COD 2027 (imminent - land deals NOW) ¦ Has interconnection agreement
26INR0327 | Sleepy Hollow BESS | SS Completed, FIS Completed, No IA | Sleepy Hollow BESS, LLC | Tap 138 kV 792 Murray - 6169 Paint Creek | Throckmorton | WEST | 2028-02-22 | OTH | BA | 123.1 | 52 | Battery storage (BTS/net lease facility) ¦ 123 MW ¦ COD 2028 (near-term) ¦ IA signed + FIS complete (most advanced)
23INR0359 | Crios BESS | SS Completed, FIS Started, No IA | BRP Crios BESS LLC | Tap 138 kV 1649 HASSE_P8 - 1684 SABANA_8 | Comanche | NORTH | 2028-03-01 | OTH | BA | 205.46 | 52 | Battery storage (BTS/net lease facility) ¦ 205 MW (mid-size) ¦ COD 2028 (near-term) ¦ Has interconnection agreement
25INR0139 | Dolce BESS | SS Completed, FIS Completed, No IA | Dolce BESS, LLC | Tap 138kV 1189 BARBER_LK1_8 - 19520 CHINAGRVX2_8 | Mitchell | WEST | 2028-01-31 | OTH | BA | 100.65 | 52 | Battery storage (BTS/net lease facility) ¦ 101 MW ¦ COD 2028 (near-term) ¦ IA signed + FIS complete (most advanced)
26INR0370 | Central Power Station | SS Completed, FIS Started, No IA | Hydra-Gen Energy Unlimited | 967 Gibbons Creek 345kV | Grimes | NORTH | 2027-05-01 | GAS | GT | 750 | 52 | Gas turbine (peaker plant) ¦ 750 MW (large) ¦ COD 2027 (imminent - land deals NOW) ¦ Has interconnection agreement
26INR0357 | Operation Sunshine Storage | SS Completed, FIS Started, IA | Duck Creek Storage, LLC | 7077 Amos Creek 345kV | Concho | WEST | 2028-03-12 | OTH | BA | 409.8 | 52 | Battery storage (BTS/net lease facility) ¦ 410 MW (mid-size) ¦ COD 2028 (near-term) ¦ Has interconnection agreement
26INR0356 | Saluga Ranch Storage | SS Completed, FIS Started, No IA | Saluga Ranch Energy, LLC | Asherton 8283 - Big wells 8613 -138 kV | Dimmit | SOUTH | 2027-08-25 | OTH | BA | 125.4 | 52 | Battery storage (BTS/net lease facility) ¦ 125 MW ¦ COD 2027 (imminent - land deals NOW) ¦ Has interconnection agreement
26INR0351 | Jack County III – 345 kV | SS Completed, FIS Started, No IA | Jack County Power Development, LLC | Substation Name: JACK COUNTY 2 PLANT STATION CODE: JCKCNTY2 BUS NUMBER: 575 | Jack | NORTH | 2027-07-01 | GAS | GT | 660 | 52 | Gas turbine (peaker plant) ¦ 660 MW (large) ¦ COD 2027 (imminent - land deals NOW) ¦ Has interconnection agreement
26INR0343 | Stinger Energy Storage | SS Completed, FIS Started, No IA | Stinger Energy Storage LLC | Tap Atascocita 138kV Substation (Bus # 40130) - Lake Houston (Bus #40820) | Harris | HOUSTON | 2028-03-01 | OTH | BA | 200.8 | 52 | Battery storage (BTS/net lease facility) ¦ 201 MW (mid-size) ¦ COD 2028 (near-term) ¦ Has interconnection agreement
28INR0466 | Nabla Energy Storage II | SS Completed, FIS Started, No IA | Nabla Park LLC | tapping on the 345 kV Line PARKER 5 1436 to BENBRK A T5 1869 | Parker | NORTH | 2029-09-17 | OTH | BA | 750 | 52 | Battery storage (BTS/net lease facility) ¦ 750 MW (large) ¦ COD 2029 (mid-term) ¦ Has interconnection agreement
24INR0617 | Serrano Storage | SS Completed, FIS Started, No IA | Maverick ESS, LLC | 8267 GANSO Substation 138kV | Maverick | SOUTH | 2026-12-01 | OTH | BA | 185.59 | 52 | Battery storage (BTS/net lease facility) ¦ 186 MW ¦ COD 2026 (imminent - land deals NOW) ¦ Has interconnection agreement
24INR0519 | Roost Energy Storage | SS Completed, FIS Started, No IA | Bluff Creek Energy Storage LLC | KNDRSACRC Bus #11130 to Knapp Substation Bus #1310 | Scurry | WEST | 2027-09-13 | OTH | BA | 102.36 | 52 | Battery storage (BTS/net lease facility) ¦ 102 MW ¦ COD 2027 (imminent - land deals NOW) ¦ Has interconnection agreement
24INR0488 | Forts Trail BESS 2 | SS Completed, FIS Started, No IA | JC Central Bluff, LLC | 11406 Central Bluff Switch 345 kV | Taylor | WEST | 2028-07-25 | OTH | BA | 205.54 | 52 | Battery storage (BTS/net lease facility) ¦ 206 MW (mid-size) ¦ COD 2028 (near-term) ¦ Has interconnection agreement
24INR0485 | Rutile BESS | SS Completed, FIS Completed, IA | Rutile BESS, LLC | Tap 138kV 6340 BALLINGER - 60399 WEISS | Runnels | WEST | 2028-03-31 | OTH | BA | 100.65 | 52 | Battery storage (BTS/net lease facility) ¦ 101 MW ¦ COD 2028 (near-term) ¦ IA signed + FIS complete (most advanced)
24INR0572 | Megacharge BESS | SS Completed, FIS Started, No IA | SMT Harlingen III LLC | 8320 WEST HARLINGEN 69kV | Cameron | COASTAL | 2027-07-01 | OTH | BA | 110 | 52 | Battery storage (BTS/net lease facility) ¦ 110 MW ¦ COD 2027 (imminent - land deals NOW) ¦ Has interconnection agreement
24INR0569 | Hadrian Energy Storage | SS Completed, FIS Completed, No IA | Hadrian Energy Storage, LLC | Line Tap 138kV #43012 NEWGLF60T3_8 - #43190 S_LANE_B138 | Wharton | SOUTH | 2028-12-31 | OTH | BA | 101.2 | 52 | Battery storage (BTS/net lease facility) ¦ 101 MW ¦ COD 2028 (near-term) ¦ IA signed + FIS complete (most advanced)
23INR0283 | Kota Battery | SS Completed, FIS Started, No IA | Kota Storage, LLC | 23900 Alibates 345kV | Carson | PANHANDLE | 2028-10-31 | OTH | BA | 200.8 | 52 | Battery storage (BTS/net lease facility) ¦ 201 MW (mid-size) ¦ COD 2028 (near-term) ¦ Has interconnection agreement
23INR0279 | Trivor BESS | SS Completed, FIS Started, No IA | BRP Trivor BESS LLC | 1272 Fullerton 138kV | Andrews | WEST | 2028-03-01 | OTH | BA | 205.46 | 52 | Battery storage (BTS/net lease facility) ¦ 205 MW (mid-size) ¦ COD 2028 (near-term) ¦ Has interconnection agreement
23INR0272 | BRP Aras BESS | SS Completed, FIS Started, No IA | BRP Aras BESS LLC | 76595 North McCamey 138kV | Upton | WEST | 2028-12-01 | OTH | BA | 303.59 | 52 | Battery storage (BTS/net lease facility) ¦ 304 MW (mid-size) ¦ COD 2028 (near-term) ¦ Has interconnection agreement
26INR0374 | Cobra Clean Energy Center | SS Completed, FIS Started, No IA | Cobra Clean Energy Center LLC | looped on circuit 04 between Mustang Bayou (#42960) and Hudson (#42100) | Brazoria | COASTAL | 2027-10-08 | OTH | BA | 100.4 | 52 | Battery storage (BTS/net lease facility) ¦ 100 MW ¦ COD 2027 (imminent - land deals NOW) ¦ Has interconnection agreement
26INR0590 | Callisto ID Energy Center | SS Completed, FIS Started, No IA | Tempus Power management LLC | 47150 (H_O_C__B138) 138kV | Harris | HOUSTON | 2026-12-01 | OTH | BA | 100 | 52 | Battery storage (BTS/net lease facility) ¦ 100 MW ¦ COD 2026 (imminent - land deals NOW) ¦ Has interconnection agreement
26INR0573 | Cummins BESS | SS Completed, FIS Started, No IA | RWE Solar Development, LLC | 1333 MCDONALD 138kV | Glasscock | WEST | 2028-06-30 | OTH | BA | 200.89 | 52 | Battery storage (BTS/net lease facility) ¦ 201 MW (mid-size) ¦ COD 2028 (near-term) ¦ Has interconnection agreement
23INR0354 | Bordertown BESS | SS Completed, FIS Started, IA | Bordertown BESS LLC | 8796 Roma 138kV | Starr | SOUTH | 2027-06-15 | OTH | BA | 100 | 52 | Battery storage (BTS/net lease facility) ¦ 100 MW ¦ COD 2027 (imminent - land deals NOW) ¦ Has interconnection agreement
23INR0342 | Brizo BESS | SS Completed, FIS Started, IA | BRP Brizo BESS LLC | 138 kV Loop 463 Substation (#5680) | Victoria | SOUTH | 2027-12-01 | OTH | BA | 140.76 | 52 | Battery storage (BTS/net lease facility) ¦ 141 MW ¦ COD 2027 (imminent - land deals NOW) ¦ Has interconnection agreement
23INR0206 | PEREGRINE BESS | SS Completed, FIS Started, No IA | CED Development Inc. | tap 345kV 8624 Grissom - 8164 Coleto Creek | Goliad | SOUTH | 2027-07-01 | OTH | BA | 150 | 52 | Battery storage (BTS/net lease facility) ¦ 150 MW ¦ COD 2027 (imminent - land deals NOW) ¦ Has interconnection agreement
23INR0205 | SUNSETTER BESS | SS Completed, FIS Started, No IA | CED Development Inc. | 5885 Downie 138kV | Uvalde | SOUTH | 2027-11-30 | OTH | BA | 100 | 52 | Battery storage (BTS/net lease facility) ¦ 100 MW ¦ COD 2027 (imminent - land deals NOW) ¦ Has interconnection agreement
23INR0204 | GALVANIC BESS | SS Completed, FIS Started, No IA | CED Development Inc | 8252 Bracketville 138kV | Kinney | SOUTH | 2027-12-30 | OTH | BA | 100 | 52 | Battery storage (BTS/net lease facility) ¦ 100 MW ¦ COD 2027 (imminent - land deals NOW) ¦ Has interconnection agreement
23INR0194 | Pequin Energy Storage | SS Completed, FIS Started, No IA | Pequin Energy Storage, LLC | 39500 TN West Columbia 138kV | Brazoria | COASTAL | 2027-09-13 | OTH | BA | 103.4 | 52 | Battery storage (BTS/net lease facility) ¦ 103 MW ¦ COD 2027 (imminent - land deals NOW) ¦ Has interconnection agreement
23INR0183 | Pradera Storage | SS Completed, FIS Started, No IA | Pradera Storage, LLC | tap 345 kV Lobo 80219 - Fowlerton 5709 ckt #2 | Webb | SOUTH | 2027-03-31 | OTH | BA | 153.11 | 52 | Battery storage (BTS/net lease facility) ¦ 153 MW ¦ COD 2027 (imminent - land deals NOW) ¦ Has interconnection agreement
23INR0168 | Charolais Storage | SS Completed, FIS Started, No IA | RWE Solar Development, LLC | tap 345kV 44000 W A Parish - 5915 STP | Matagorda | COASTAL | 2026-12-15 | OTH | BA | 150 | 52 | Battery storage (BTS/net lease facility) ¦ 150 MW ¦ COD 2026 (imminent - land deals NOW) ¦ Has interconnection agreement
26INR0461 | Rio Hondo BESS | SS Completed, FIS Started, No IA | SBESS TX25 LLC | Tap 138kV #80309 Las Pulgas - #8319 Rio Hondo | Cameron | COASTAL | 2028-06-30 | OTH | BA | 200.78 | 52 | Battery storage (BTS/net lease facility) ¦ 201 MW (mid-size) ¦ COD 2028 (near-term) ¦ Has interconnection agreement
26INR0448 | Cairos Storage 2 | SS Completed, FIS Started, No IA | Cairos Solar, LLC | 7425 ODLAW SWITCH 138kV | Kinney | SOUTH | 2026-12-31 | OTH | BA | 184 | 52 | Battery storage (BTS/net lease facility) ¦ 184 MW ¦ COD 2026 (imminent - land deals NOW) ¦ Has interconnection agreement
23INR0216 | Venus Mill Storage | SS Completed, FIS Started, IA | AIH Texas Acquisitions, LLC | 138 kV Tap #442 Rail Port - #1905 Griffith | Ellis | NORTH | 2027-12-31 | OTH | BA | 100.8 | 52 | Battery storage (BTS/net lease facility) ¦ 101 MW ¦ COD 2027 (imminent - land deals NOW) ¦ Has interconnection agreement
23INR0330 | BRP Snowdon BESS | SS Completed, FIS Started, No IA | BRP SNOWDON BESS LLC | 23914 Tule Canyon Substation 345kV | Briscoe | PANHANDLE | 2028-12-01 | OTH | BA | 410.94 | 52 | Battery storage (BTS/net lease facility) ¦ 411 MW (mid-size) ¦ COD 2028 (near-term) ¦ Has interconnection agreement
23INR0425 | Coneflower Storage Project | SS Completed, FIS Started, IA | Coneflower Storage Project LLC | 40855 JORDON 138 kV | Chambers | HOUSTON | 2027-06-11 | OTH | BA | 170.85 | 52 | Battery storage (BTS/net lease facility) ¦ 171 MW ¦ COD 2027 (imminent - land deals NOW) ¦ Has interconnection agreement
23INR0391 | THUNDER ROAD ENERGY STORAGE | SS Completed, FIS Started, No IA | Hecate Grid Thunder Road Storage LLC | 12491 FISH CREEK 138KV | Dallas | NORTH | 2027-05-31 | OTH | BA | 153.4 | 52 | Battery storage (BTS/net lease facility) ¦ 153 MW ¦ COD 2027 (imminent - land deals NOW) ¦ Has interconnection agreement
24INR0011 | Pinnington Storage | SS Completed, FIS Started, No IA | Hecate Energy Longhorn Storage LLC | tap both 345kV 1430 Graham - 1436 Parker 345kV lines | Jack | NORTH | 2029-04-20 | OTH | BA | 502.67 | 52 | Battery storage (BTS/net lease facility) ¦ 503 MW (large) ¦ COD 2029 (mid-term) ¦ Has interconnection agreement
23INR0503 | Ardesia Storage | SS Completed, FIS Started, No IA | Ardesia Storage Project LLC | Tap 138kV 7325 Mendoza - 7216 Lockhart | Caldwell | SOUTH | 2027-06-25 | OTH | BA | 100 | 52 | Battery storage (BTS/net lease facility) ¦ 100 MW ¦ COD 2027 (imminent - land deals NOW) ¦ Has interconnection agreement
23INR0497 | San Perlita BESS 2 | SS Completed, FIS Started, No IA | RWE Renewables | 8601 Cebolla 345kV | Willacy | COASTAL | 2025-12-15 | OTH | BA | 150 | 52 | Battery storage (BTS/net lease facility) ¦ 150 MW ¦ COD 2025 (imminent - land deals NOW) ¦ Has interconnection agreement
26INR0301 | Bhalu Storage | SS Completed, FIS Started, No IA | Bhalu Storage, LLC | Tap 138kV Bulldog (#23833) – Elbow (#23834) | Howard | WEST | 2028-04-21 | OTH | BA | 205.5 | 52 | Battery storage (BTS/net lease facility) ¦ 206 MW (mid-size) ¦ COD 2028 (near-term) ¦ Has interconnection agreement
23INR0143 | Sepik BESS | SS Completed, FIS Started, No IA | BRP Sepik BESS LLC | tap 138kV 11342 Loraine South – 10050 Ranger Camp | Mitchell | WEST | 2028-03-01 | OTH | BA | 204.96 | 52 | Battery storage (BTS/net lease facility) ¦ 205 MW (mid-size) ¦ COD 2028 (near-term) ¦ Has interconnection agreement
23INR0139 | BRP Passu BESS | SS Completed, FIS Started, No IA | BRP Passu BESS LLC | 6111 Riley 345kV | Wilbarger | WEST | 2028-12-31 | OTH | BA | 301.82 | 52 | Battery storage (BTS/net lease facility) ¦ 302 MW (mid-size) ¦ COD 2028 (near-term) ¦ Has interconnection agreement
23INR0137 | BRP Diran BESS | SS Completed, FIS Completed, IA | BRP Diran BESS LLC | 43190 South Lane City 138kV | Wharton | SOUTH | 2028-01-31 | OTH | BA | 100.63 | 52 | Battery storage (BTS/net lease facility) ¦ 101 MW ¦ COD 2028 (near-term) ¦ IA signed + FIS complete (most advanced)
23INR0135 | Elbus BESS | SS Completed, FIS Started, No IA | BRP Elbus BESS LLC | 9075 Lytton 138kV | Caldwell | SOUTH | 2028-06-01 | OTH | BA | 200.99 | 52 | Battery storage (BTS/net lease facility) ¦ 201 MW (mid-size) ¦ COD 2028 (near-term) ¦ Has interconnection agreement
23INR0094 | BRP Pyxis BESS | SS Completed, FIS Started, No IA | BRP Pyxis BESS LLC | tap 138kV 1009 Yucca - 11197 Sand Tank Pod | Ward | WEST | 2028-12-01 | OTH | BA | 206.87 | 52 | Battery storage (BTS/net lease facility) ¦ 207 MW (mid-size) ¦ COD 2028 (near-term) ¦ Has interconnection agreement
26INR0502 | Fudge Ranch BESS | SS Completed, FIS Started, No IA | Crandall BESS LLC | 6902<6902><TALTY_RC><138kV> | Kaufman | NORTH | 2027-06-30 | OTH | BA | 104 | 52 | Battery storage (BTS/net lease facility) ¦ 104 MW ¦ COD 2027 (imminent - land deals NOW) ¦ Has interconnection agreement
26INR0500 | Shackleford BESS | SS Completed, FIS Started, No IA | Shackelford County BESS LLC | 1442 CFRSW 345kV | Shackelford | WEST | 2028-09-23 | OTH | BA | 206.5 | 52 | Battery storage (BTS/net lease facility) ¦ 206 MW (mid-size) ¦ COD 2028 (near-term) ¦ Has interconnection agreement
26INR0499 | Mineral Springs BESS | SS Completed, FIS Started, No IA | Burnet County LLC | 7065 DOBVI 138kV | Burnet | SOUTH | 2027-11-02 | OTH | BA | 104 | 52 | Battery storage (BTS/net lease facility) ¦ 104 MW ¦ COD 2027 (imminent - land deals NOW) ¦ Has interconnection agreement
26INR0498 | Buckaroo BESS | SS Completed, FIS Started, No IA | Weatherford BESS LLC | Tap 138kV BROCK(487) – STHBROCKSW(489) | Parker | NORTH | 2027-12-08 | OTH | BA | 120 | 52 | Battery storage (BTS/net lease facility) ¦ 120 MW ¦ COD 2027 (imminent - land deals NOW) ¦ Has interconnection agreement
26INR0497 | Rosharon BESS | SS Completed, FIS Completed, No IA | Rosharon BESS LLC | 138 kV 42570 Archer (ACH) | Brazoria | COASTAL | 2028-06-30 | OTH | BA | 120 | 52 | Battery storage (BTS/net lease facility) ¦ 120 MW ¦ COD 2028 (near-term) ¦ IA signed + FIS complete (most advanced)
26INR0487 | Anglin BESS | SS Completed, FIS Started, No IA | Fort Worth BESS LLC | 1883 EVRSW 138kV | Tarrant | NORTH | 2028-09-30 | OTH | BA | 206 | 52 | Battery storage (BTS/net lease facility) ¦ 206 MW (mid-size) ¦ COD 2028 (near-term) ¦ Has interconnection agreement
23INR0074 | BRP Ampato BESS | SS Completed, FIS Started, No IA | BRP Ampato BESS LLC | 10002 NS Crane Switch 138kV | Crane | WEST | 2027-12-01 | OTH | BA | 121.56 | 52 | Battery storage (BTS/net lease facility) ¦ 122 MW ¦ COD 2027 (imminent - land deals NOW) ¦ Has interconnection agreement
27INR0077 | Cuchillas BESS | SS Completed, FIS Started, No IA | Gransolar Texas Two | 80219 Lobo 345kV | Webb | SOUTH | 2028-12-15 | OTH | BA | 306.94 | 52 | Battery storage (BTS/net lease facility) ¦ 307 MW (mid-size) ¦ COD 2028 (near-term) ¦ Has interconnection agreement
22INR0541 | ALWEST BESS | SS Completed, FIS Started, No IA | Castleman Power | 3114 Paltalco 138kV | Anderson | NORTH | 2028-04-19 | OTH | BA | 208.63 | 52 | Battery storage (BTS/net lease facility) ¦ 209 MW (mid-size) ¦ COD 2028 (near-term) ¦ Has interconnection agreement
27INR0071 | Sandow Lakes Energy Station | SS Completed, FIS Started, No IA | SL Energy Power Plant I, LLC | #13430 Sandow Switch 138kV | Milam | SOUTH | 2028-04-01 | GAS | GT | 1291.6 | 52 | Gas turbine (peaker plant) ¦ 1,292 MW (mega project) ¦ COD 2028 (near-term) ¦ Has interconnection agreement
27INR0014 | Kit Fox Storage | SS Completed, FIS Started, No IA | Kit Fox Storage, LLC | Walton Switch (6899) 138KV | Henderson | NORTH | 2027-07-01 | OTH | BA | 153.6 | 52 | Battery storage (BTS/net lease facility) ¦ 154 MW ¦ COD 2027 (imminent - land deals NOW) ¦ Has interconnection agreement
26INR0556 | Wintergarden BESS | SS Completed, FIS Started, No IA | Wintergarden BESS LLC | 8970 Catarina 138 kV | Dimmit | SOUTH | 2028-06-30 | OTH | BA | 201.2 | 52 | Battery storage (BTS/net lease facility) ¦ 201 MW (mid-size) ¦ COD 2028 (near-term) ¦ Has interconnection agreement
26INR0544 | Signal Hill BESS I | SS Completed, FIS Started, No IA | Signal Hill Generating LLC | 1498 WFCOGEN_8 138 - Wichita Falls Cogen 138 kV Substation | Wichita | WEST | 2027-08-18 | OTH | BA | 122.78 | 52 | Battery storage (BTS/net lease facility) ¦ 123 MW ¦ COD 2027 (imminent - land deals NOW) ¦ Has interconnection agreement
26INR0505 | Goldhill Energy Storage | SS Completed, FIS Started, No IA | Goldhill Energy Storage LLC | Tap 138kV 8154 VISTRON4B – 8189 TUNGSTEN4A | Victoria | SOUTH | 2028-09-30 | OTH | BA | 200.58 | 52 | Battery storage (BTS/net lease facility) ¦ 201 MW (mid-size) ¦ COD 2028 (near-term) ¦ Has interconnection agreement
23INR0468 | Petunia Storage Project | SS Completed, FIS Started, No IA | Petunia Storage Project LLC | 138kV Tap 3675 Rogers - 3485 Tin Roof Pod | Milam | SOUTH | 2028-06-30 | OTH | BA | 231.86 | 52 | Battery storage (BTS/net lease facility) ¦ 232 MW (mid-size) ¦ COD 2028 (near-term) ¦ Has interconnection agreement
23INR0466 | Shoshana Storage | SS Completed, FIS Started, No IA | Shoshana Storage Project LLC | Tap STP – Refuge ckt 27 | Matagorda | COASTAL | 2028-05-30 | OTH | BA | 221 | 52 | Battery storage (BTS/net lease facility) ¦ 221 MW (mid-size) ¦ COD 2028 (near-term) ¦ Has interconnection agreement
23INR0455 | Bessie Storage | SS Completed, FIS Started, No IA | Bessie Energy Storage, LLC | Charly Egner Substation Tap 345kV 80355 Del Sol - 80368 LV4 Bridge | Starr | SOUTH | 2028-12-01 | OTH | BA | 210.8 | 52 | Battery storage (BTS/net lease facility) ¦ 211 MW (mid-size) ¦ COD 2028 (near-term) ¦ Has interconnection agreement
26INR0280 | Pethrus BESS | SS Completed, FIS Completed, No IA | Pethrus BESS, LLC | Tap Wichita Falls Switch (#1464) – North Star (#1467) 138 kV Line | Wichita | WEST | 2028-07-25 | OTH | BA | 174.08 | 52 | Battery storage (BTS/net lease facility) ¦ 174 MW ¦ COD 2028 (near-term) ¦ IA signed + FIS complete (most advanced)
26INR0272 | Momentum Stout BESS | SS Completed, FIS Started, No IA | Momentum STOUT, LLC | 70111 Flat Rock 138kV | Burnet | SOUTH | 2027-10-01 | OTH | BA | 125.5 | 52 | Battery storage (BTS/net lease facility) ¦ 126 MW ¦ COD 2027 (imminent - land deals NOW) ¦ Has interconnection agreement
26INR0257 | Camino Ranch Storage 2 SLF | SS Completed, FIS Started, IA | Camino Ranch Solar LLC | Tap to Jim English (#3351) – Flat Branch (#3345) 138kV | Houston | NORTH | 2028-12-09 | OTH | BA | 238.45 | 52 | Battery storage (BTS/net lease facility) ¦ 238 MW (mid-size) ¦ COD 2028 (near-term) ¦ Has interconnection agreement
26INR0252 | Neutron Storage | SS Completed, FIS Completed, IA | Elawan Neutron Storage, LLC | Tap 345kV 13405 Trading House - 68090 Sam Switch | McLennan | NORTH | 2028-04-29 | OTH | BA | 104.5 | 52 | Battery storage (BTS/net lease facility) ¦ 104 MW ¦ COD 2028 (near-term) ¦ IA signed + FIS complete (most advanced)
26INR0248 | Sengun BESS | SS Completed, FIS Started, No IA | BRP Blue Topaz 12, LLC | WEST_OSO4A (8484) 138 KV | Nueces | COASTAL | 2028-03-17 | OTH | BA | 200.89 | 52 | Battery storage (BTS/net lease facility) ¦ 201 MW (mid-size) ¦ COD 2028 (near-term) ¦ Has interconnection agreement
26INR0222 | GOTHAM BESS | SS Completed, FIS Started, No IA | AEU BATTERY PROJECT IV LLC | 5640 DRISCOLLSUB9 69kV | Nueces | COASTAL | 2027-03-17 | OTH | BA | 151.2 | 52 | Battery storage (BTS/net lease facility) ¦ 151 MW ¦ COD 2027 (imminent - land deals NOW) ¦ Has interconnection agreement
22INR0445 | SPC Bloom BESS | SS Completed, FIS Started, No IA | BRP Blue Topaz 2, LLC | 8911 Black Bayou 138kV | Victoria | SOUTH | 2027-04-07 | OTH | BA | 100 | 52 | Battery storage (BTS/net lease facility) ¦ 100 MW ¦ COD 2027 (imminent - land deals NOW) ¦ Has interconnection agreement
27INR0137 | Moonlit Bayou Storage | SS Completed, FIS Started, No IA | Moonlit Bayou Energy Center, LLC | Tap 138kV 7252 Schulenburg - 7254 Weimar | Fayette | SOUTH | 2028-07-31 | OTH | BA | 209.23 | 52 | Battery storage (BTS/net lease facility) ¦ 209 MW (mid-size) ¦ COD 2028 (near-term) ¦ Has interconnection agreement
27INR0092 | Pecan BESS | SS Completed, FIS Completed, No IA | Gransolar Texas Three LLC | (PSSE BUS# 47) HILTOPLKS8 138kV | Leon | NORTH | 2028-12-31 | OTH | BA | 157.12 | 52 | Battery storage (BTS/net lease facility) ¦ 157 MW ¦ COD 2028 (near-term) ¦ IA signed + FIS complete (most advanced)
27INR0090 | Antonio Road BESS | SS Completed, FIS Started, No IA | Tempus Power management LLC | Paige 138kV, bus 7308, connecting to the existing substation via adding a breaker | Bastrop | SOUTH | 2027-06-01 | OTH | BA | 155.52 | 52 | Battery storage (BTS/net lease facility) ¦ 156 MW ¦ COD 2027 (imminent - land deals NOW) ¦ Has interconnection agreement
23INR0496 | San Perlita BESS 1 | SS Completed, FIS Started, No IA | RWE Renewables | 8601 Cebolla 345kV | Willacy | COASTAL | 2025-12-15 | OTH | BA | 150 | 52 | Battery storage (BTS/net lease facility) ¦ 150 MW ¦ COD 2025 (imminent - land deals NOW) ¦ Has interconnection agreement
26INR0188 | Western Flats Storage | SS Completed, FIS Started, No IA | Hecate Energy Point Mountain Solar Facility 1 LLC | Tap 138 kV 76615 Crane -76635 King Mountain | Crane | WEST | 2028-11-01 | OTH | BA | 410.7 | 52 | Battery storage (BTS/net lease facility) ¦ 411 MW (mid-size) ¦ COD 2028 (near-term) ¦ Has interconnection agreement
26INR0654 | Great Hambino BESS | SS Completed, FIS Started, No IA | Atascosa BESS, LLC | #5700 Miracle Lake Substation 138kV | Atascosa | SOUTH | 2027-10-01 | OTH | BA | 122.98 | 52 | Battery storage (BTS/net lease facility) ¦ 123 MW ¦ COD 2027 (imminent - land deals NOW) ¦ Has interconnection agreement
26INR0640 | Amberjack2 BESS | SS Completed, FIS Started, No IA | Hunt Energy Network, LLC | 79501 KINGFISHER 345KV | Cameron | COASTAL | 2027-03-08 | OTH | BA | 180 | 52 | Battery storage (BTS/net lease facility) ¦ 180 MW ¦ COD 2027 (imminent - land deals NOW) ¦ Has interconnection agreement
26INR0619 | Bonham Storage SLF | SS Completed, FIS Started, No IA | J&J Solar Ranch LLC | Tap 138kV 3632 Mexia_Main - 3634 Groesbeck_Main | Limestone | NORTH | 2027-04-05 | OTH | BA | 104.92 | 52 | Battery storage (BTS/net lease facility) ¦ 105 MW ¦ COD 2027 (imminent - land deals NOW) ¦ Has interconnection agreement
26INR0618 | Taylor County Paul Storage | SS Completed, FIS Started, No IA | DM-TCP, LLC | 6260 Abilene South Substation 138kV | Taylor | WEST | 2028-06-30 | OTH | BA | 205 | 52 | Battery storage (BTS/net lease facility) ¦ 205 MW (mid-size) ¦ COD 2028 (near-term) ¦ Has interconnection agreement
26INR0615 | Bell County Morgan Storage | SS Completed, FIS Started, No IA | DM-BCTRM, LLC | To Tap 138 kV Trimmier Substation (Bus# 136) | Bell | NORTH | 2028-04-01 | OTH | BA | 256.4 | 52 | Battery storage (BTS/net lease facility) ¦ 256 MW (mid-size) ¦ COD 2028 (near-term) ¦ Has interconnection agreement
26INR0614 | Bell County Leifester Storage | SS Completed, FIS Started, No IA | DM-BCRCML, LLC | Tap 138kV 3428 Killeen South – 13628 Founders Trail Sub | Bell | NORTH | 2028-10-01 | OTH | BA | 205 | 52 | Battery storage (BTS/net lease facility) ¦ 205 MW (mid-size) ¦ COD 2028 (near-term) ¦ Has interconnection agreement
26INR0612 | Clay County Yang Storage | SS Completed, FIS Started, No IA | DM-CCY, LLC | 1458 Cobb Switching Station 345 kV | Clay | WEST | 2028-10-01 | OTH | BA | 307.51 | 52 | Battery storage (BTS/net lease facility) ¦ 308 MW (mid-size) ¦ COD 2028 (near-term) ¦ Has interconnection agreement
26INR0611 | Goat Mountain BESS 2 | SS Completed, FIS Started, No IA | Goat Wind LLC | 76030-Gasconades Creek 345 kV | Sterling | WEST | 2027-06-01 | OTH | BA | 100.7 | 52 | Battery storage (BTS/net lease facility) ¦ 101 MW ¦ COD 2027 (imminent - land deals NOW) ¦ Has interconnection agreement
26INR0599 | Coda BESS | SS Completed, FIS Started, No IA | Coda BESS, LLC | (#80258) Mayo 138kV | San Patricio | COASTAL | 2028-07-31 | OTH | BA | 202 | 52 | Battery storage (BTS/net lease facility) ¦ 202 MW (mid-size) ¦ COD 2028 (near-term) ¦ Has interconnection agreement
23INR0075 | BRP Rhine BESS | SS Completed, FIS Started, No IA | BRP Rhine BESS LLC | Tap 345kV 11188 QUARRYFLD - 11010 WOLF | Ward | WEST | 2028-12-01 | OTH | BA | 206.89 | 52 | Battery storage (BTS/net lease facility) ¦ 207 MW (mid-size) ¦ COD 2028 (near-term) ¦ Has interconnection agreement
27INR0145 | Steelhead Energy Storage | SS Completed, FIS Started, No IA | GRS BESS TEXAS SEVEN, LLC | Tap 1593 BONHAM_P8 to Allens Creek 1835 138kV | Fannin | NORTH | 2027-09-30 | OTH | BA | 192.1 | 52 | Battery storage (BTS/net lease facility) ¦ 192 MW ¦ COD 2027 (imminent - land deals NOW) ¦ Has interconnection agreement
27INR0143 | Ogalalla Storage | SS Completed, FIS Started, No IA | Hecate Energy Ogalalla Solar LLC | 23912 OGALLALA_5 345kV | Castro | PANHANDLE | 2028-04-15 | OTH | BA | 251.6 | 52 | Battery storage (BTS/net lease facility) ¦ 252 MW (mid-size) ¦ COD 2028 (near-term) ¦ Has interconnection agreement
24INR0130 | BRP Artemis BESS | SS Completed, FIS Started, No IA | BRP Artemis BESS LLC | 40600 Roans Prairie Substation 345kV | Grimes | NORTH | 2028-12-01 | OTH | BA | 411.32 | 52 | Battery storage (BTS/net lease facility) ¦ 411 MW (mid-size) ¦ COD 2028 (near-term) ¦ Has interconnection agreement
24INR0122 | PHOTO BESS 2 | SS Completed, FIS Started, No IA | CED Development Inc. | 5885 Downie 138kV | Uvalde | SOUTH | 2027-09-01 | OTH | BA | 150 | 52 | Battery storage (BTS/net lease facility) ¦ 150 MW ¦ COD 2027 (imminent - land deals NOW) ¦ Has interconnection agreement
25INR0556 | Stargazer BESS | SS Completed, FIS Started, No IA | Stargazer Solar LLC | 44010 WA Parish - 42980 Nash 138 kV | Brazoria | COASTAL | 2027-02-01 | OTH | BA | 104.5 | 52 | Battery storage (BTS/net lease facility) ¦ 104 MW ¦ COD 2027 (imminent - land deals NOW) ¦ Has interconnection agreement
27INR0009 | Felix Storage | SS Completed, FIS Started, No IA | Felix 1, LLC | The 345 kV Riley Substation (#6101); AEP | Wilbarger | WEST | 2027-07-31 | OTH | BA | 100.54 | 52 | Battery storage (BTS/net lease facility) ¦ 101 MW ¦ COD 2027 (imminent - land deals NOW) ¦ Has interconnection agreement
27INR0003 | Becerra Creek Storage 2 | SS Completed, FIS Started, No IA | Bordas Renewable Energy, LLC | 345 kV Cenizo Substation (#80220) | Webb | SOUTH | 2027-12-01 | OTH | BA | 125.62 | 52 | Battery storage (BTS/net lease facility) ¦ 126 MW ¦ COD 2027 (imminent - land deals NOW) ¦ Has interconnection agreement
26INR0180 | Cape Rich BESS | SS Completed, FIS Completed, IA | Cape Rich BESS | 3387 Revolution Switch 138kV | Navarro | NORTH | 2028-04-17 | OTH | BA | 150.52 | 52 | Battery storage (BTS/net lease facility) ¦ 151 MW ¦ COD 2028 (near-term) ¦ IA signed + FIS complete (most advanced)
24INR0058 | Briggs Storage | SS Completed, FIS Started, IA | IP Quantum III, LLC | tap 345kV 60515 Clear Crossing - 60507 Pendulo | Haskell | WEST | 2028-04-15 | OTH | BA | 336 | 52 | Battery storage (BTS/net lease facility) ¦ 336 MW (mid-size) ¦ COD 2028 (near-term) ¦ Has interconnection agreement
26INR0120 | Bramble Energy Center | SS Completed, FIS Started, No IA | Bramble Energy Center, LLC | 8236 West Batesville 138kV | Zavala | SOUTH | 2028-12-22 | OTH | BA | 225.1 | 52 | Battery storage (BTS/net lease facility) ¦ 225 MW (mid-size) ¦ COD 2028 (near-term) ¦ Has interconnection agreement
26INR0116 | Falcon Zapata Storage 138 | SS Completed, FIS Started, IA | Falcon BESS, LLC | Tap 138kV 8299 Zapata - 8957 Lopeno | Zapata | SOUTH | 2028-03-11 | OTH | BA | 200.79 | 52 | Battery storage (BTS/net lease facility) ¦ 201 MW (mid-size) ¦ COD 2028 (near-term) ¦ Has interconnection agreement
26INR0045 | LUND STORAGE CENTER 1 | SS Completed, FIS Started, No IA | Lund Storage Center 1, LLC | TAP 138 KV LINE AND CREATE NEW BUS BETWEEN KIMBRO (7337) AND ELGIN SWITCH (3650) | Bastrop | SOUTH | 2028-12-31 | OTH | BA | 407.55 | 52 | Battery storage (BTS/net lease facility) ¦ 408 MW (mid-size) ¦ COD 2028 (near-term) ¦ Has interconnection agreement
26INR0033 | Fairway Storage | SS Completed, FIS Started, IA | Fairway Storage LLC | Tap 138kV 3503 FAIRWPOD_8 - 196 FAIRFIELD | Freestone | NORTH | 2027-09-24 | OTH | BA | 120.3 | 52 | Battery storage (BTS/net lease facility) ¦ 120 MW ¦ COD 2027 (imminent - land deals NOW) ¦ Has interconnection agreement
26INR0024 | Becerra Creek Storage 1 | SS Completed, FIS Started, No IA | Bordas Renewable Energy, LLC | 345 kV Cenizo Substation (#80220) | Webb | SOUTH | 2027-12-01 | OTH | BA | 125.62 | 52 | Battery storage (BTS/net lease facility) ¦ 126 MW ¦ COD 2027 (imminent - land deals NOW) ¦ Has interconnection agreement
27INR0139 | Gatsby Energy Storage | SS Completed, FIS Started, No IA | Gatsby Energy Storage LLC | Fort Lancaster 138 kV Substation (PSSE Bus #76579) | Pecos | WEST | 2027-03-31 | OTH | BA | 103.36 | 52 | Battery storage (BTS/net lease facility) ¦ 103 MW ¦ COD 2027 (imminent - land deals NOW) ¦ Has interconnection agreement
22INR0466 | Pajarita BESS | SS Completed, FIS Started, IA | VESI 29 LLC | 8266 Marconi 138kV | Cameron | COASTAL | 2028-07-19 | OTH | BA | 205.5 | 52 | Battery storage (BTS/net lease facility) ¦ 206 MW (mid-size) ¦ COD 2028 (near-term) ¦ Has interconnection agreement
27INR0223 | Benitoite Storage | SS Completed, FIS Started, No IA | BT Van Storage, LLC | Tap 138kV 3183 VAN_8 - 3197 TYLERSW_8 | Van Zandt | NORTH | 2027-08-25 | OTH | BA | 125.65 | 52 | Battery storage (BTS/net lease facility) ¦ 126 MW ¦ COD 2027 (imminent - land deals NOW) ¦ Has interconnection agreement
27INR0206 | Chacon Creek | SS Completed, FIS Started, No IA | Cattlemen BESS LLC | (#8962) LYTLE4A 138KV | Medina | SOUTH | 2027-10-31 | OTH | BA | 188.95 | 52 | Battery storage (BTS/net lease facility) ¦ 189 MW ¦ COD 2027 (imminent - land deals NOW) ¦ Has interconnection agreement
27INR0202 | Shallow Valley Storage | SS Completed, FIS Completed, No IA | Shallow Valley Storage, LLC | Tap 138kV 1239 Coyanosa - 11238 Blair Lake Sub | Ward | WEST | 2028-06-01 | OTH | BA | 103.39 | 52 | Battery storage (BTS/net lease facility) ¦ 103 MW ¦ COD 2028 (near-term) ¦ IA signed + FIS complete (most advanced)
27INR0196 | Houston County BESS | SS Completed, FIS Started, No IA | Houston ESS, LLC | Tap ETEC 138kV #6733 Mustang Prairie to #6732 Latexo Sub | Houston | NORTH | 2027-04-12 | OTH | BA | 125.4 | 52 | Battery storage (BTS/net lease facility) ¦ 125 MW ¦ COD 2027 (imminent - land deals NOW) ¦ Has interconnection agreement
25INR0466 | Yooperlite Storage | SS Completed, FIS Completed, No IA | BT Yooperlite Storage, LLC | Tap 138 kV 580 Westbrook Switch - 588 Willow | Wise | NORTH | 2028-05-31 | OTH | BA | 175.65 | 52 | Battery storage (BTS/net lease facility) ¦ 176 MW ¦ COD 2028 (near-term) ¦ IA signed + FIS complete (most advanced)
25INR0660 | Wooderson Energy Storage | SS Completed, FIS Started, No IA | Wooderson Energy Storage, LLC | Tap 345 kV 11418 TECUMSEH- 1421 Willow Creek | Jack | NORTH | 2028-09-30 | OTH | BA | 306.4 | 52 | Battery storage (BTS/net lease facility) ¦ 306 MW (mid-size) ¦ COD 2028 (near-term) ¦ Has interconnection agreement
25INR0653 | Southfork Energy Storage | SS Completed, FIS Started, No IA | Southfork Energy Storage, LLC | tap 345kV 60709 Oersted - 60616 Edison CKT 1 | Kimble | SOUTH | 2028-11-30 | OTH | BA | 306.4 | 52 | Battery storage (BTS/net lease facility) ¦ 306 MW (mid-size) ¦ COD 2028 (near-term) ¦ Has interconnection agreement
25INR0629 | Carolina Storage Midland | SS Completed, FIS Started, No IA | CSE Storage, LLC | Tap 345kV 10057 Prong Moss Switch - 10062 Rockhound Switch CKT 1 | Howard | WEST | 2028-10-03 | OTH | BA | 204.7 | 52 | Battery storage (BTS/net lease facility) ¦ 205 MW (mid-size) ¦ COD 2028 (near-term) ¦ Has interconnection agreement
25INR0628 | Carolina Storage Wichita Falls | SS Completed, FIS Started, No IA | CSE Storage, LLC | Tap 345kV 1422 Bowman - 1458 Cobb Switch | Archer | WEST | 2028-08-01 | OTH | BA | 202 | 52 | Battery storage (BTS/net lease facility) ¦ 202 MW (mid-size) ¦ COD 2028 (near-term) ¦ Has interconnection agreement
25INR0582 | Maleza Storage II | SS Completed, FIS Started, No IA | Brush Storage, LLC | 44220 Julia 345kV | Wharton | SOUTH | 2028-12-31 | OTH | BA | 256.1 | 52 | Battery storage (BTS/net lease facility) ¦ 256 MW (mid-size) ¦ COD 2028 (near-term) ¦ Has interconnection agreement
25INR0579 | Albatross BESS 2 | SS Completed, FIS Completed, No IA | Albatross Solar, LLC | Tap 138kV 165 Windsor Switch - 161 McGregor | McLennan | NORTH | 2028-02-22 | OTH | BA | 159.6 | 52 | Battery storage (BTS/net lease facility) ¦ 160 MW ¦ COD 2028 (near-term) ¦ IA signed + FIS complete (most advanced)
27INR0170 | Marcos BESS | SS Completed, FIS Started, No IA | GRS BESS Texas Eight LLC | To the 138 kV line from EDNA (#8118) to VICTORIA4A (#8172) | Victoria | SOUTH | 2027-08-15 | OTH | BA | 115.88 | 52 | Battery storage (BTS/net lease facility) ¦ 116 MW ¦ COD 2027 (imminent - land deals NOW) ¦ Has interconnection agreement
22INR0443 | Bowstring BESS | SS Completed, FIS Completed, IA | Longbow Energy Storage, LLC | 138kV 8961 WHITEPT4A - 8418 RINCON4A | San Patricio | COASTAL | 2028-09-18 | OTH | BA | 155 | 52 | Battery storage (BTS/net lease facility) ¦ 155 MW ¦ COD 2028 (near-term) ¦ IA signed + FIS complete (most advanced)
22INR0427 | BRP Kabru BESS | SS Completed, FIS Started, No IA | BRP Kabru BESS LLC | 1159 Andrew North - 11284 Blackbird 138kV | Andrews | WEST | 2028-12-01 | OTH | BA | 202.45 | 52 | Battery storage (BTS/net lease facility) ¦ 202 MW (mid-size) ¦ COD 2028 (near-term) ¦ Has interconnection agreement
22INR0401 | Eval Storage | SS Completed, FIS Started, IA | Hecate Grid East Valley Storage LLC | 80229 Cavazos 138kV | Cameron | COASTAL | 2028-12-31 | OTH | BA | 251.85 | 52 | Battery storage (BTS/net lease facility) ¦ 252 MW (mid-size) ¦ COD 2028 (near-term) ¦ Has interconnection agreement
22INR0383 | BRP Musca BESS | SS Completed, FIS Started, No IA | BRP Musca BESS LLC | 60361 Santa Rita 138kV | Reagan | WEST | 2027-12-01 | OTH | BA | 100.51 | 52 | Battery storage (BTS/net lease facility) ¦ 101 MW ¦ COD 2027 (imminent - land deals NOW) ¦ Has interconnection agreement
27INR0274 | Flying Kite Bess | SS Completed, FIS Started, No IA | Flying Kite BESS, LLC | Tap the 138 kV La Pryor (#8008) - Poblano (#8009) | Zavala | SOUTH | 2027-12-30 | OTH | BA | 104.93 | 52 | Battery storage (BTS/net lease facility) ¦ 105 MW ¦ COD 2027 (imminent - land deals NOW) ¦ Has interconnection agreement
27INR0260 | Sayle Storage SLF | SS Completed, FIS Started, No IA | Sayle Storage LLC | Tap 69kV #5522 Edna - #5518 El Toro SW | Jackson | SOUTH | 2027-05-31 | OTH | BA | 122.3 | 52 | Battery storage (BTS/net lease facility) ¦ 122 MW ¦ COD 2027 (imminent - land deals NOW) ¦ Has interconnection agreement
27INR0247 | Sun Angel ESS | SS Completed, FIS Started, No IA | Sun Angel ESS LLC | Tap 138kV LUFKINE East (#3326) - HERTY TAP (#3318) | Angelina | NORTH | 2028-07-01 | OTH | BA | 201.54 | 52 | Battery storage (BTS/net lease facility) ¦ 202 MW (mid-size) ¦ COD 2028 (near-term) ¦ Has interconnection agreement
27INR0236 | Atticus Energy Storage | SS Completed, FIS Started, No IA | Atticus Energy Storage | Tap 69 KV 6570 Bond Road - 6513 Sonora | Sutton | WEST | 2027-03-01 | OTH | BA | 102.98 | 52 | Battery storage (BTS/net lease facility) ¦ 103 MW ¦ COD 2027 (imminent - land deals NOW) ¦ Has interconnection agreement
27INR0235 | Ochoa Energy Storage II | SS Completed, FIS Started, No IA | Ochoa Energy Storage II LLC | Tap 138kV 44420 Katy - 44230 Flewellen | Waller | HOUSTON | 2029-01-01 | OTH | BA | 516.56 | 52 | Battery storage (BTS/net lease facility) ¦ 517 MW (large) ¦ COD 2029 (mid-term) ¦ Has interconnection agreement
27INR0233 | Anawa La BESS | SS Completed, FIS Started, No IA | Anawa La Solar LLC | Tap 138KV 8394 Liston- 8392 Bates | Hidalgo | SOUTH | 2027-08-31 | OTH | BA | 103.7 | 52 | Battery storage (BTS/net lease facility) ¦ 104 MW ¦ COD 2027 (imminent - land deals NOW) ¦ Has interconnection agreement
21INR0444 | Long Point Storage | SS Completed, FIS Started, IA | Long Point Storage, LLC | 138 KV (CEHE Sub) Tap Burke (42410) - Eagle Nest (42430) ckt 02 | Brazoria | COASTAL | 2026-12-30 | OTH | BA | 100.62 | 52 | Battery storage (BTS/net lease facility) ¦ 101 MW ¦ COD 2026 (imminent - land deals NOW) ¦ Has interconnection agreement
25INR0542 | Hynes Bay Energy Storage | SS Completed, FIS Started, No IA | Hynes Bay Energy Storage, LLC | Tap 138kV 5546 DANEVANG SW - 8121 BLESSING | Wharton | SOUTH | 2027-12-31 | OTH | BA | 101.2 | 52 | Battery storage (BTS/net lease facility) ¦ 101 MW ¦ COD 2027 (imminent - land deals NOW) ¦ Has interconnection agreement
25INR0513 | Kahla Storage | SS Completed, FIS Started, No IA | BT Kahla Storage, LLC | Tap 345kV 46020 Limestone 967 Gibbons Creek Circuit 50 | Leon | NORTH | 2028-12-29 | OTH | BA | 200.9 | 52 | Battery storage (BTS/net lease facility) ¦ 201 MW (mid-size) ¦ COD 2028 (near-term) ¦ Has interconnection agreement
25INR0495 | Dolomite Storage | SS Completed, FIS Started, No IA | BT Wilson Storage, LLC | 218 Rockett 69kV | Ellis | NORTH | 2026-12-01 | OTH | BA | 125.7 | 52 | Battery storage (BTS/net lease facility) ¦ 126 MW ¦ COD 2026 (imminent - land deals NOW) ¦ Has interconnection agreement
22INR0382 | Razorbill Storage | SS Completed, FIS Started, No IA | RWE Solar Development, LLC | tap 345kV 5915 STP to 44200 Hillje 345kV Ckt 64 | Matagorda | COASTAL | 2027-12-15 | OTH | BA | 120 | 52 | Battery storage (BTS/net lease facility) ¦ 120 MW ¦ COD 2027 (imminent - land deals NOW) ¦ Has interconnection agreement
22INR0347 | Crater BESS | SS Completed, FIS Started, No IA | BRP Crater BESS LLC | Tap 345 kV Rockhound Switch (10062) – Prong Moss Switch (10057) ckt 1 | Howard | WEST | 2028-03-01 | OTH | BA | 301.5 | 52 | Battery storage (BTS/net lease facility) ¦ 302 MW (mid-size) ¦ COD 2028 (near-term) ¦ Has interconnection agreement
22INR0330 | Old Aqueduct Batt | SS Completed, FIS Started, No IA | Old Aqueduct LLC | 23920 Blackwater 345kV | Hale | PANHANDLE | 2028-06-01 | OTH | BA | 302.94 | 52 | Battery storage (BTS/net lease facility) ¦ 303 MW (mid-size) ¦ COD 2028 (near-term) ¦ Has interconnection agreement
27INR0228 | Sunlit Pines BESS SLF | SS Completed, FIS Started, No IA | Sunlit Pines BESS LLC | Tap 138 kV 3342 Bayou Loco - 3341 Central Angelina County | Nacogdoches | NORTH | 2028-09-09 | OTH | BA | 208.12 | 52 | Battery storage (BTS/net lease facility) ¦ 208 MW (mid-size) ¦ COD 2028 (near-term) ¦ Has interconnection agreement
27INR0227 | PALO VERDE BESS | SS Completed, FIS Started, No IA | RWE Clean Energy Development, LLC | Tap 345kV 8624 Grissom – 8455 Lon C Hill | San Patricio | COASTAL | 2027-09-02 | OTH | BA | 150 | 52 | Battery storage (BTS/net lease facility) ¦ 150 MW ¦ COD 2027 (imminent - land deals NOW) ¦ Has interconnection agreement
27INR0224 | Leopard BESS | SS Completed, FIS Started, IA | Bobcat Energy Center, LLC | 8721 Beecher 138 kV | Victoria | SOUTH | 2028-06-29 | OTH | BA | 264.24 | 52 | Battery storage (BTS/net lease facility) ¦ 264 MW (mid-size) ¦ COD 2028 (near-term) ¦ Has interconnection agreement
24INR0187 | Rowdy Creek BESS | SS Completed, FIS Started, IA | Rowdy Creek Solar LLC | Tap 345kV 1692 Paris Switch – 1690 Valley SES | Lamar | NORTH | 2027-04-01 | OTH | BA | 175.89 | 52 | Battery storage (BTS/net lease facility) ¦ 176 MW ¦ COD 2027 (imminent - land deals NOW) ¦ Has interconnection agreement
24INR0174 | Solar Star North Herty Storage | SS Completed, FIS Started, No IA | Solar Star North Herty Storage, LLC | 3307 Redland Switch 138 kV | Angelina | NORTH | 2027-08-25 | OTH | BA | 125.9 | 52 | Battery storage (BTS/net lease facility) ¦ 126 MW ¦ COD 2027 (imminent - land deals NOW) ¦ Has interconnection agreement
24INR0157 | Merope BESS | SS Completed, FIS Started, No IA | BRP Merope BESS LLC | 345 kV Corn Trail Switch Substation (#11441) | Comanche | NORTH | 2028-03-01 | OTH | BA | 402.44 | 52 | Battery storage (BTS/net lease facility) ¦ 402 MW (mid-size) ¦ COD 2028 (near-term) ¦ Has interconnection agreement
25INR0390 | Macho Creek BESS | SS Completed, FIS Started, No IA | Macho Creek BESS, LLC | Tap 138kV 8793 RIO GRANDE CITY - 8806 LAS LOMAS | Starr | SOUTH | 2027-05-31 | OTH | BA | 150.56 | 52 | Battery storage (BTS/net lease facility) ¦ 151 MW ¦ COD 2027 (imminent - land deals NOW) ¦ Has interconnection agreement
24INR0238 | Appaloosa Run BESS | SS Completed, FIS Started, No IA | APPALOOSA RUN STORAGE, LLC | New Palouse 138kV (#60278) | Upton | WEST | 2026-08-30 | OTH | BA | 103 | 52 | Battery storage (BTS/net lease facility) ¦ 103 MW ¦ COD 2026 (imminent - land deals NOW) ¦ Has interconnection agreement
24INR0207 | Glasgow Storage | SS Completed, FIS Completed, IA | Glasgow Solar LLC | Tap 345kV #2466 Big Onion - #68091 Navarro | Navarro | NORTH | 2028-03-16 | OTH | BA | 101 | 52 | Battery storage (BTS/net lease facility) ¦ 101 MW ¦ COD 2028 (near-term) ¦ IA signed + FIS complete (most advanced)
24INR0196 | Dori BQ BESS | SS Completed, FIS Started, IA | Sunnyside Energy LLC | 138kV line Holmes (#47210) - Garden Villas (#42680); CNP | Harris | HOUSTON | 2027-08-30 | OTH | BA | 154 | 52 | Battery storage (BTS/net lease facility) ¦ 154 MW ¦ COD 2027 (imminent - land deals NOW) ¦ Has interconnection agreement
25INR0354 | Marshall Spring Storage | SS Completed, FIS Started, IA | Marshall Springs Storage, LLC | New POI station between 7132 L_GILLES8_1Y - 7126 L_FERGUS8_1Y 138kV line and 7132 L_GILLES8_1Y - 7128 L_HORSBA8_1Y 138kV line, then loop in both lines into the new POI station. | Gillespie | SOUTH | 2026-07-01 | OTH | BA | 150 | 52 | Battery storage (BTS/net lease facility) ¦ 150 MW ¦ COD 2026 (imminent - land deals NOW) ¦ Has interconnection agreement
25INR0347 | Cadet Storage | SS Completed, FIS Started, No IA | TX BESS 5, LLC | Tap 69kV 32864 BRYN_ATK69 to 32873 BRYN SHADY | Brazos | NORTH | 2026-04-01 | OTH | BA | 104.42 | 52 | Battery storage (BTS/net lease facility) ¦ 104 MW ¦ COD 2026 (imminent - land deals NOW) ¦ Has interconnection agreement
25INR0339 | Fort Concho Energy storage | SS Completed, FIS Started, No IA | Rocky Mountain Energy Development, LLC | Tap 138 kV #76320 Schkade - #76011 Twin Buttes Line; LCRA | Tom Green | WEST | 2028-12-31 | OTH | BA | 251.15 | 52 | Battery storage (BTS/net lease facility) ¦ 251 MW (mid-size) ¦ COD 2028 (near-term) ¦ Has interconnection agreement
25INR0447 | Waterloo BESS 1 | SS Completed, FIS Started, IA | Waterloo Solar, LLC | Tap 345-kV 7040 Austrop to 7042 Zorn | Bastrop | SOUTH | 2027-12-01 | OTH | BA | 105.64 | 52 | Battery storage (BTS/net lease facility) ¦ 106 MW ¦ COD 2027 (imminent - land deals NOW) ¦ Has interconnection agreement
25INR0442 | Happy Dog Storage | SS Completed, FIS Started, IA | Rosula Solar LLC | Tap 345kV 3704 Hog Creek Switch – 3687 Bell County East Switch | Milam | SOUTH | 2027-04-13 | OTH | BA | 104.52 | 52 | Battery storage (BTS/net lease facility) ¦ 105 MW ¦ COD 2027 (imminent - land deals NOW) ¦ Has interconnection agreement
24INR0155 | Lupinus Storage 2 | SS Completed, FIS Started, IA | Lupinus Solar 2, LLC | Hagansport Switch (old Monticello Tap bus# 1794) | Franklin | NORTH | 2027-04-03 | OTH | BA | 124.55 | 52 | Battery storage (BTS/net lease facility) ¦ 125 MW ¦ COD 2027 (imminent - land deals NOW) ¦ Has interconnection agreement
25INR0432 | Brotherton Storage | SS Completed, FIS Started, IA | BT Brotherton Storage, LLC | 6937 Tucker Sub 138kV | Anderson | NORTH | 2027-05-01 | OTH | BA | 176.13 | 52 | Battery storage (BTS/net lease facility) ¦ 176 MW ¦ COD 2027 (imminent - land deals NOW) ¦ Has interconnection agreement
27INR0303 | Rocky Point BESS | SS Completed, FIS Started, No IA | Nicole BESS | 6351 Nicole Substation 138kV | Coke | WEST | 2027-11-01 | OTH | BA | 150.96 | 52 | Battery storage (BTS/net lease facility) ¦ 151 MW ¦ COD 2027 (imminent - land deals NOW) ¦ Has interconnection agreement
27INR0290 | Drill Baby Drill BESS | SS Completed, FIS Started, No IA | SBESS TX8 LLC | 23859 SALTFLAT 138KV | Midland | WEST | 2028-10-11 | OTH | BA | 204.31 | 52 | Battery storage (BTS/net lease facility) ¦ 204 MW (mid-size) ¦ COD 2028 (near-term) ¦ Has interconnection agreement
27INR0425 | Pioneer Path Energy Storage 4 | SS Completed, FIS Started, No IA | Tempus Power management LLC | Tap 345kV 39950 TNP ONE PLANT - 3400 TWIN OAK Ckt 2 | Robertson | NORTH | 2027-12-01 | OTH | BA | 102.14 | 52 | Battery storage (BTS/net lease facility) ¦ 102 MW ¦ COD 2027 (imminent - land deals NOW) ¦ Has interconnection agreement
27INR0424 | Pioneer Path Energy Storage 3 | SS Completed, FIS Started, No IA | Tempus Power management LLC | Tap 345kV 39950 TNP ONE PLANT - 3400 TWIN OAK Ckt 2 | Robertson | NORTH | 2027-12-01 | OTH | BA | 102.14 | 52 | Battery storage (BTS/net lease facility) ¦ 102 MW ¦ COD 2027 (imminent - land deals NOW) ¦ Has interconnection agreement
27INR0423 | Pioneer Path Energy Storage 2 | SS Completed, FIS Started, No IA | Tempus Power management LLC | Tap 345kV 39950 TNP ONE PLANT - 3400 TWIN OAK Ckt 2 | Robertson | NORTH | 2027-12-01 | OTH | BA | 102.14 | 52 | Battery storage (BTS/net lease facility) ¦ 102 MW ¦ COD 2027 (imminent - land deals NOW) ¦ Has interconnection agreement
27INR0418 | Pioneer Path Energy Storage 1 | SS Completed, FIS Started, No IA | Tempus Power management LLC | Tap 345kV 39950 TNP ONE PLANT - 3400 TWIN OAK Ckt 2 | Robertson | NORTH | 2027-12-01 | OTH | BA | 102.14 | 52 | Battery storage (BTS/net lease facility) ¦ 102 MW ¦ COD 2027 (imminent - land deals NOW) ¦ Has interconnection agreement
27INR0412 | Spinosa BESS | SS Completed, FIS Started, No IA | Spinosa Energy Center, LLC | Tap 138 kV 1450 Pleasant Valley Switch - 1499 Parkway | Wichita | WEST | 2028-10-10 | OTH | BA | 201.2 | 52 | Battery storage (BTS/net lease facility) ¦ 201 MW (mid-size) ¦ COD 2028 (near-term) ¦ Has interconnection agreement
27INR0401 | Reforzar Bess 2 | SS Completed, FIS Started, No IA | Tempus Power management LLC | 345 kV 80078 Reforzar | Brooks | SOUTH | 2028-04-13 | OTH | BA | 207.6 | 52 | Battery storage (BTS/net lease facility) ¦ 208 MW (mid-size) ¦ COD 2028 (near-term) ¦ Has interconnection agreement
27INR0400 | Reforzar BESS 1 | SS Completed, FIS Started, No IA | Tempus Power management LLC | 345 kV 80078 Reforzar | Brooks | SOUTH | 2028-04-13 | OTH | BA | 207.6 | 52 | Battery storage (BTS/net lease facility) ¦ 208 MW (mid-size) ¦ COD 2028 (near-term) ¦ Has interconnection agreement
24INR0275 | Picadillo BESS | SS Completed, FIS Completed, IA | Black Mountain Energy Storage II | 23837 Buffalo 138kV | Martin | WEST | 2028-05-15 | OTH | BA | 100.83 | 52 | Battery storage (BTS/net lease facility) ¦ 101 MW ¦ COD 2028 (near-term) ¦ IA signed + FIS complete (most advanced)
25INR0310 | IEP Blackhawk | SS Completed, FIS Started, No IA | IEP Texas Verde II, llc | 38740 Heights Substation 138kV | Galveston | HOUSTON | 2026-12-01 | OTH | BA | 100 | 52 | Battery storage (BTS/net lease facility) ¦ 100 MW ¦ COD 2026 (imminent - land deals NOW) ¦ Has interconnection agreement
25INR0288 | Buffalo Prairie Storage | SS Completed, FIS Started, No IA | Buffalo Meadow Energy Center, LLC | Tap 345kV 975 Jack Creek - 3400 Twin Oak | Robertson | NORTH | 2028-09-30 | OTH | BA | 308.03 | 52 | Battery storage (BTS/net lease facility) ¦ 308 MW (mid-size) ¦ COD 2028 (near-term) ¦ Has interconnection agreement
27INR0382 | Calico BESS | SS Completed, FIS Started, No IA | Nova Clean Energy LLC | Tap 138 kV 8723 CANGREJO4A - 8721 BEECHER4A | Victoria | SOUTH | 2028-06-01 | OTH | BA | 204.9 | 52 | Battery storage (BTS/net lease facility) ¦ 205 MW (mid-size) ¦ COD 2028 (near-term) ¦ Has interconnection agreement
27INR0354 | Cebocell BESS | SS Completed, FIS Started, No IA | Cebocell, LLC | 3137 BlackFork 138 KV | Smith | NORTH | 2028-10-31 | OTH | BA | 200.87 | 52 | Battery storage (BTS/net lease facility) ¦ 201 MW (mid-size) ¦ COD 2028 (near-term) ¦ Has interconnection agreement
27INR0343 | Plant Road BESS | SS Completed, FIS Started, No IA | Horizon Energy Storage Greenfield Project Holdings LLC | 1027 ODEHV 138kV | Ector | WEST | 2028-03-01 | OTH | BA | 206 | 52 | Battery storage (BTS/net lease facility) ¦ 206 MW (mid-size) ¦ COD 2028 (near-term) ¦ Has interconnection agreement
27INR0341 | Tomahawk Road BESS | SS Completed, FIS Started, No IA | Horizon Energy Storage Greenfield Project Holdings LLC | Tap 138 kV 1019 Moss - 1113 Odessa Southwest | Ector | WEST | 2028-03-01 | OTH | BA | 205 | 52 | Battery storage (BTS/net lease facility) ¦ 205 MW (mid-size) ¦ COD 2028 (near-term) ¦ Has interconnection agreement
25INR0414 | Rogers Creek BESS | SS Completed, FIS Completed, No IA | Dialville BESS | Tap 138 KV DailVille (3160) - Neches Pump (3296) | Cherokee | NORTH | 2028-04-19 | OTH | BA | 100.33 | 52 | Battery storage (BTS/net lease facility) ¦ 100 MW ¦ COD 2028 (near-term) ¦ IA signed + FIS complete (most advanced)
25INR0405 | Pledgor BESS | SS Completed, FIS Completed, No IA | Pledgor BESS | Tap Gulftie (43340) – Pledger (43120) circuit 60 | Matagorda | COASTAL | 2028-04-06 | OTH | BA | 100.33 | 52 | Battery storage (BTS/net lease facility) ¦ 100 MW ¦ COD 2028 (near-term) ¦ IA signed + FIS complete (most advanced)
27INR0555 | Montezuma Storage | SS Completed, FIS Started, No IA | Montezuma Storage LLC | L_GLIDDE8_1Y; Bus number - 7258 138KV | Colorado | SOUTH | 2027-09-30 | MWH | OT | 185.1 | 52 | Battery storage (BTS/net lease facility) ¦ 185 MW ¦ COD 2027 (imminent - land deals NOW) ¦ Has interconnection agreement
27INR0519 | Wagyu BESS SLF | SS Completed, FIS Started, No IA | Wagyu BESS, LLC | 42410 Burke_POI_8 138kV | Brazoria | COASTAL | 2026-12-31 | OTH | BA | 120.55 | 52 | Battery storage (BTS/net lease facility) ¦ 121 MW ¦ COD 2026 (imminent - land deals NOW) ¦ Has interconnection agreement
27INR0493 | Velociraptor BESS I | SS Completed, FIS Started, No IA | Greyhound BESS 2 LLC | 10012 METEOR_5 Substation 345kV | Ector | WEST | 2028-11-17 | OTH | BA | 261.12 | 52 | Battery storage (BTS/net lease facility) ¦ 261 MW (mid-size) ¦ COD 2028 (near-term) ¦ Has interconnection agreement
27INR0487 | Blackland Prairie 3 Energy Storage | SS Completed, FIS Started, No IA | Tempus power management LLC | 9328 Austrop 138kV | Travis | SOUTH | 2027-12-01 | OTH | BA | 102.1 | 52 | Battery storage (BTS/net lease facility) ¦ 102 MW ¦ COD 2027 (imminent - land deals NOW) ¦ Has interconnection agreement
27INR0486 | Blackland Prairie 2 Energy Storage | SS Completed, FIS Started, No IA | Tempus power management LLC | 9328 Austrop 138kV | Travis | SOUTH | 2027-12-01 | OTH | BA | 102.1 | 52 | Battery storage (BTS/net lease facility) ¦ 102 MW ¦ COD 2027 (imminent - land deals NOW) ¦ Has interconnection agreement
27INR0485 | Blackland Prairie 1 Energy Storage | SS Completed, FIS Started, No IA | Tempus power management LLC | 9328 Austrop 138kV | Travis | SOUTH | 2027-12-01 | OTH | BA | 102.1 | 52 | Battery storage (BTS/net lease facility) ¦ 102 MW ¦ COD 2027 (imminent - land deals NOW) ¦ Has interconnection agreement
27INR0465 | Althea Storage | SS Completed, FIS Started, IA | Sugaree Solar LLC | Tap Escondido (8260) - Brackettville (8252) | Maverick | SOUTH | 2028-09-21 | OTH | BA | 251.3 | 52 | Battery storage (BTS/net lease facility) ¦ 251 MW (mid-size) ¦ COD 2028 (near-term) ¦ Has interconnection agreement
27INR0461 | Fermata BESS | SS Completed, FIS Started, No IA | Fermata BESS, LLC | Tap 345kV 2464# CASHSW_T5 – 2461# ROYSE_N5 | Hunt | NORTH | 2028-07-01 | OTH | BA | 204 | 52 | Battery storage (BTS/net lease facility) ¦ 204 MW (mid-size) ¦ COD 2028 (near-term) ¦ Has interconnection agreement
25INR0248 | Strawberry Acres Storage | SS Completed, FIS Completed, No IA | Strawberry Acres Energy Center, LLC | 5132 Eagle Creek Substation 138kV | Wilson | SOUTH | 2028-09-30 | OTH | BA | 156.73 | 52 | Battery storage (BTS/net lease facility) ¦ 157 MW ¦ COD 2028 (near-term) ¦ IA signed + FIS complete (most advanced)
24INR0352 | Guinness BESS | SS Completed, FIS Started, No IA | Momentum Energy Storage Partners,LLC | Tap 138kV 7520 BERTRA - 7522 ANDICE | Williamson | SOUTH | 2027-04-15 | OTH | BA | 100.51 | 52 | Battery storage (BTS/net lease facility) ¦ 101 MW ¦ COD 2027 (imminent - land deals NOW) ¦ Has interconnection agreement
21INR0430 | Holstein 2 Energy Storage | SS Completed, FIS Started, No IA | 229HD 8me LLC | 11406 Central Bluff 345kV | Nolan | WEST | 2027-05-01 | OTH | BA | 102.42 | 52 | Battery storage (BTS/net lease facility) ¦ 102 MW ¦ COD 2027 (imminent - land deals NOW) ¦ Has interconnection agreement
27INR0432 | Coyote Ridge BESS | SS Completed, FIS Started, No IA | Grenergy USA | 292 Holder 138 kV | Brown | NORTH | 2027-10-06 | OTH | BA | 111.06 | 52 | Battery storage (BTS/net lease facility) ¦ 111 MW ¦ COD 2027 (imminent - land deals NOW) ¦ Has interconnection agreement
27INR0429 | Prairie Horizon Energy Storage 4 | SS Completed, FIS Started, No IA | Tempus Power management LLC | Tap 345kV 39950 TNP ONE PLANT - 3400 TWIN OAK Ckt 2 | Robertson | NORTH | 2027-12-01 | OTH | BA | 102.14 | 52 | Battery storage (BTS/net lease facility) ¦ 102 MW ¦ COD 2027 (imminent - land deals NOW) ¦ Has interconnection agreement
27INR0428 | Prairie Horizon Energy Storage 3 | SS Completed, FIS Started, No IA | Tempus Power management LLC | Tap 345kV 39950 TNP ONE PLANT - 3400 TWIN OAK Ckt 2 | Robertson | NORTH | 2027-12-01 | OTH | BA | 102.14 | 52 | Battery storage (BTS/net lease facility) ¦ 102 MW ¦ COD 2027 (imminent - land deals NOW) ¦ Has interconnection agreement
27INR0427 | Prairie Horizon Energy Storage 2 | SS Completed, FIS Started, No IA | Tempus Power management LLC | Tap 345kV 39950 TNP ONE PLANT - 3400 TWIN OAK Ckt 2 | Robertson | NORTH | 2027-12-01 | OTH | BA | 102.14 | 52 | Battery storage (BTS/net lease facility) ¦ 102 MW ¦ COD 2027 (imminent - land deals NOW) ¦ Has interconnection agreement
27INR0426 | Prairie Horizon Energy Storage 1 | SS Completed, FIS Started, No IA | Tempus Power management LLC | Tap 345kV 39950 TNP ONE PLANT - 3400 TWIN OAK Ckt 2 | Robertson | NORTH | 2027-12-01 | OTH | BA | 102.14 | 52 | Battery storage (BTS/net lease facility) ¦ 102 MW ¦ COD 2027 (imminent - land deals NOW) ¦ Has interconnection agreement
28INR0155 | Coke BESS | SS Completed, FIS Started, No IA | Coke ESS, LLC | 76090 Divide Switchyard 345kV | Coke | WEST | 2028-04-10 | OTH | BA | 220.3 | 52 | Battery storage (BTS/net lease facility) ¦ 220 MW (mid-size) ¦ COD 2028 (near-term) ¦ Has interconnection agreement
28INR0148 | Sonora High Noon BESS | SS Completed, FIS Started, No IA | Sonora High Noon, LLC | 60412 CARVER 138kV | Sutton | WEST | 2028-07-01 | OTH | BA | 204.08 | 52 | Battery storage (BTS/net lease facility) ¦ 204 MW (mid-size) ¦ COD 2028 (near-term) ¦ Has interconnection agreement
28INR0133 | River Boat Storage | SS Completed, FIS Started, No IA | Champion Creek Storage, LLC | Tap 345kV 10053 Cattlemen 5 - 76030 Gasconades Creek | Mitchell | WEST | 2028-09-25 | OTH | BA | 207.02 | 52 | Battery storage (BTS/net lease facility) ¦ 207 MW (mid-size) ¦ COD 2028 (near-term) ¦ Has interconnection agreement
28INR0119 | Rabbit Hollow Energy Storage | SS Completed, FIS Started, No IA | Rabbit Hollow Energy Storage, LLC | 1190 Barber Lake Switch 138kV | Mitchell | WEST | 2028-09-30 | OTH | BA | 341.8 | 52 | Battery storage (BTS/net lease facility) ¦ 342 MW (mid-size) ¦ COD 2028 (near-term) ¦ Has interconnection agreement
28INR0110 | Biggs BESS | SS Completed, FIS Started, No IA | Biggs Battery Facility, LLC | 76006 Bow Wood 345 kV | McCulloch | SOUTH | 2028-11-15 | OTH | BA | 200 | 52 | Battery storage (BTS/net lease facility) ¦ 200 MW (mid-size) ¦ COD 2028 (near-term) ¦ Has interconnection agreement
28INR0090 | EmberGreen | SS Completed, FIS Started, No IA | EmberGreen Energy Center | Tap 138kV 48050 Caney - 44150 Hungerford | Wharton | SOUTH | 2028-01-01 | GAS | GT | 1036 | 52 | Gas turbine (peaker plant) ¦ 1,036 MW (mega project) ¦ COD 2028 (near-term) ¦ Has interconnection agreement
28INR0089 | EmberYork | SS Completed, FIS Completed, IA | EmberYork Energy Center | TAP 138kV WALLIS 44740 - GERBHRT 44700 | Austin | SOUTH | 2028-01-01 | GAS | GT | 900 | 52 | Gas turbine (peaker plant) ¦ 900 MW (large) ¦ COD 2028 (near-term) ¦ IA signed + FIS complete (most advanced)
28INR0075 | Wild Paw Storage | SS Completed, FIS Started, No IA | Wild Paw Energy Center, LLC | Tap 345kV 3124 Trinidad - 3130 Forest Grove | Henderson | NORTH | 2028-09-30 | OTH | BA | 313.2 | 52 | Battery storage (BTS/net lease facility) ¦ 313 MW (mid-size) ¦ COD 2028 (near-term) ¦ Has interconnection agreement
28INR0074 | Massey Storage | SS Completed, FIS Completed, No IA | Massey Storage, LLC | Tap 138kV Chevron_NewSub(#99300) and Cedar Bayou Tap(#48065) circuit 84 | Harris | HOUSTON | 2028-01-03 | OTH | BA | 102.86 | 52 | Battery storage (BTS/net lease facility) ¦ 103 MW ¦ COD 2028 (near-term) ¦ IA signed + FIS complete (most advanced)
28INR0055 | Freestone Battery Storage Project | SS Completed, FIS Started, No IA | Freestone Power Generation, LLC | 3134 RICHLAND CHAMBERS 345kV (PSS/E Bus Name: RICHLND1_5) | Freestone | NORTH | 2028-12-16 | OTH | BA | 210.5 | 52 | Battery storage (BTS/net lease facility) ¦ 210 MW (mid-size) ¦ COD 2028 (near-term) ¦ Has interconnection agreement
28INR0030 | Brela BESS LLC | SS Completed, FIS Started, No IA | Brela BESS LLC | 44040 Bailey SW 345 kV | Wharton | SOUTH | 2028-05-29 | OTH | BA | 251.3 | 52 | Battery storage (BTS/net lease facility) ¦ 251 MW (mid-size) ¦ COD 2028 (near-term) ¦ Has interconnection agreement
28INR0020 | Caracara Energy Storage Center | SS Completed, FIS Started, No IA | FRESH AIR ENERGY II, LLC | Tap 138kV 5055 Cagnon - 5346 Potranco | Bexar | SOUTH | 2028-08-01 | OTH | BA | 203 | 52 | Battery storage (BTS/net lease facility) ¦ 203 MW (mid-size) ¦ COD 2028 (near-term) ¦ Has interconnection agreement
27INR0593 | Pecan Ridge | SS Completed, FIS Started, No IA | Luminous Energy Renewables LLC | 60386 HEARTLAN2A 69kV | McCulloch | SOUTH | 2027-06-30 | OTH | BA | 150.79 | 52 | Battery storage (BTS/net lease facility) ¦ 151 MW ¦ COD 2027 (imminent - land deals NOW) ¦ Has interconnection agreement
25INR0271 | City Breeze BESS | SS Completed, FIS Started, IA | City Breeze BESS LLC | 8111 MAGILL4A 138KV | Matagorda | COASTAL | 2027-03-18 | OTH | BA | 143.1 | 52 | Battery storage (BTS/net lease facility) ¦ 143 MW ¦ COD 2027 (imminent - land deals NOW) ¦ Has interconnection agreement
27INR0571 | Nabla Energy Storage I | SS Completed, FIS Started, No IA | Nabla Park LLC | tapping on 345 kV Line PARKER 5 1436 to BENBRK 5 1873 | Parker | NORTH | 2029-09-17 | OTH | BA | 750 | 52 | Battery storage (BTS/net lease facility) ¦ 750 MW (large) ¦ COD 2029 (mid-term) ¦ Has interconnection agreement
27INR0562 | Frizzle BESS | SS Completed, FIS Started, No IA | Frizzle BESS, L.L.C. | #38143, TNSLVRLEAF1, 138kV | Ward | WEST | 2027-10-18 | OTH | BA | 180.9 | 52 | Battery storage (BTS/net lease facility) ¦ 181 MW ¦ COD 2027 (imminent - land deals NOW) ¦ Has interconnection agreement
24INR0379 | Solara BESS 2 | SS Completed, FIS Started, No IA | CED Development Inc. | 60387 Hendrick 138kV | Jones | WEST | 2027-11-30 | OTH | BA | 150 | 52 | Battery storage (BTS/net lease facility) ¦ 150 MW ¦ COD 2027 (imminent - land deals NOW) ¦ Has interconnection agreement
24INR0378 | Solara BESS 1 | SS Completed, FIS Started, No IA | CED Development Inc. | 60387 Hendrick 138kV | Jones | WEST | 2027-11-30 | OTH | BA | 150 | 52 | Battery storage (BTS/net lease facility) ¦ 150 MW ¦ COD 2027 (imminent - land deals NOW) ¦ Has interconnection agreement
25INR0202 | East West BESS | SS Completed, FIS Started, IA | East West Energy Storage, LLC | 7750 LCRA MOUNTAIN HOME SUB | Kerr | SOUTH | 2027-03-18 | OTH | BA | 122.6 | 52 | Battery storage (BTS/net lease facility) ¦ 123 MW ¦ COD 2027 (imminent - land deals NOW) ¦ Has interconnection agreement
25INR0197 | Inadale BESS | SS Completed, FIS Started, No IA | Inadale BESS, LLC | Tap 345 kV TONKAWAW_5 (11048) – SCURCNTYS_5 (11318) Circuit #2 | Scurry | WEST | 2028-07-25 | OTH | BA | 287.16 | 52 | Battery storage (BTS/net lease facility) ¦ 287 MW (mid-size) ¦ COD 2028 (near-term) ¦ Has interconnection agreement
25INR0192 | Palmvalley Storage | SS Completed, FIS Started, No IA | Palm Valley BESS LLC | Frontera (#8980) | Hidalgo | SOUTH | 2027-05-01 | OTH | BA | 100 | 52 | Battery storage (BTS/net lease facility) ¦ 100 MW ¦ COD 2027 (imminent - land deals NOW) ¦ Has interconnection agreement
25INR0186 | Moonlight Sonata BESS | SS Completed, FIS Started, No IA | Samsung Solar Energy 2, LLC | Altair (78118) – Nada (78103) 138KV | Colorado | SOUTH | 2028-07-01 | OTH | BA | 201.08 | 52 | Battery storage (BTS/net lease facility) ¦ 201 MW (mid-size) ¦ COD 2028 (near-term) ¦ Has interconnection agreement
24INR0413 | Furay Battery Energy Storage System | SS Completed, FIS Started, No IA | Blue Topaz 1, LLC | Tap 138kV 45660 Jonte substation – 46332 Scenic Woods Tapping both radial lines. | Harris | HOUSTON | 2028-09-30 | OTH | BA | 304 | 52 | Battery storage (BTS/net lease facility) ¦ 304 MW (mid-size) ¦ COD 2028 (near-term) ¦ Has interconnection agreement
24INR0394 | CATHODE BESS | SS Completed, FIS Started, No IA | CED Development Inc. | 76635 King Mountain 138kV | Upton | WEST | 2027-12-31 | OTH | BA | 150 | 52 | Battery storage (BTS/net lease facility) ¦ 150 MW ¦ COD 2027 (imminent - land deals NOW) ¦ Has interconnection agreement
24INR0393 | ELECTRODE BESS | SS Completed, FIS Started, No IA | CED Development Inc. | 76040 Castillo 138kV | Upton | WEST | 2027-12-31 | OTH | BA | 150 | 52 | Battery storage (BTS/net lease facility) ¦ 150 MW ¦ COD 2027 (imminent - land deals NOW) ¦ Has interconnection agreement
24INR0392 | Riverwalk BESS | SS Completed, FIS Started, No IA | RWE Solar Developement, LLC | 5294 Martinez Substation 138kV | Bexar | SOUTH | 2027-10-01 | OTH | BA | 120 | 52 | Battery storage (BTS/net lease facility) ¦ 120 MW ¦ COD 2027 (imminent - land deals NOW) ¦ Has interconnection agreement
25INR0176 | Masava Storage | SS Completed, FIS Started, No IA | Savannah Oaks Solar Project, LLC | tap 345 kV 46020 Limestone Plant - 967 Gibbons Creek ckt 18 | Madison | NORTH | 2028-09-30 | OTH | BA | 257.04 | 52 | Battery storage (BTS/net lease facility) ¦ 257 MW (mid-size) ¦ COD 2028 (near-term) ¦ Has interconnection agreement
25INR0175 | Concho Pearl Storage | SS Completed, FIS Started, IA | Concho Pearl Solar, LLC | Tap 345kV 76009 Twin Buttes - 7077 Amos Creek | Concho | WEST | 2027-10-14 | OTH | BA | 162.4 | 52 | Battery storage (BTS/net lease facility) ¦ 162 MW ¦ COD 2027 (imminent - land deals NOW) ¦ Has interconnection agreement
25INR0146 | Blue Heron BESS | SS Completed, FIS Started, No IA | Blue Heron BESS, LLC | Tap 138kV MANSON (1094) - Riverton (11083) | Reeves | WEST | 2028-03-31 | OTH | BA | 201.13 | 52 | Battery storage (BTS/net lease facility) ¦ 201 MW (mid-size) ¦ COD 2028 (near-term) ¦ Has interconnection agreement
25INR0144 | Jasper BESS | SS Completed, FIS Started, No IA | Jasper BESS, LLC | Tap 138kV 71230 Pleasant Farms - 1236 Pegasus South | Midland | WEST | 2028-03-31 | OTH | BA | 201.13 | 52 | Battery storage (BTS/net lease facility) ¦ 201 MW (mid-size) ¦ COD 2028 (near-term) ¦ Has interconnection agreement
25INR0143 | Ariji BESS | SS Completed, FIS Started, IA | Ariji BESS, LLC | Tap 138kV 1394 GTTYVTAP_8 - 1322 BIGSPRIG_8 | Howard | WEST | 2027-06-28 | OTH | BA | 100.32 | 52 | Battery storage (BTS/net lease facility) ¦ 100 MW ¦ COD 2027 (imminent - land deals NOW) ¦ Has interconnection agreement
24INR0341 | Forts Trail BESS | SS Completed, FIS Started, No IA | JC Central Bluff, LLC | 11406 Central Bluff Switch 345kV | Taylor | WEST | 2028-07-25 | OTH | BA | 208.82 | 52 | Battery storage (BTS/net lease facility) ¦ 209 MW (mid-size) ¦ COD 2028 (near-term) ¦ Has interconnection agreement
25INR0135 | Hayrick BESS | SS Completed, FIS Completed, No IA | Gransolar Texas Five LLC | 6351 Nicole 138kV | Coke | WEST | 2028-03-15 | OTH | BA | 113.9 | 52 | Battery storage (BTS/net lease facility) ¦ 114 MW ¦ COD 2028 (near-term) ¦ IA signed + FIS complete (most advanced)
25INR0131 | SOSA Storage | SS Completed, FIS Started, IA | Sosa Energy Center, LLC | Tap 138kV 25 North Zulch - 47 Hilltop Lakes | Madison | NORTH | 2027-05-11 | OTH | BA | 154.63 | 52 | Battery storage (BTS/net lease facility) ¦ 155 MW ¦ COD 2027 (imminent - land deals NOW) ¦ Has interconnection agreement
24INR0447 | PSE Chihuahua TX Storage | SS Completed, FIS Started, No IA | PureSky Development Inc | Tap 138kV 8392 Bates – 8394 Liston | Hidalgo | SOUTH | 2028-06-30 | OTH | BA | 200 | 52 | Battery storage (BTS/net lease facility) ¦ 200 MW (mid-size) ¦ COD 2028 (near-term) ¦ Has interconnection agreement
24INR0446 | PSE Gongora Hill TX Storage | SS Completed, FIS Started, No IA | PureSky Development Inc | Tap 138kV 8796 Roma – 7870 Escobares | Starr | SOUTH | 2028-06-30 | OTH | BA | 200 | 52 | Battery storage (BTS/net lease facility) ¦ 200 MW (mid-size) ¦ COD 2028 (near-term) ¦ Has interconnection agreement
28INR0327 | 18-BRAVO BESS | SS Completed, FIS Started, No IA | Scout Energy Management, LLC | 138 kV Commerce Switch Substation. Bus no. #1816 | Hunt | NORTH | 2028-02-01 | OTH | BA | 407 | 52 | Battery storage (BTS/net lease facility) ¦ 407 MW (mid-size) ¦ COD 2028 (near-term) ¦ Has interconnection agreement
28INR0323 | Velociraptor BESS II | SS Completed, FIS Started, No IA | Greyhound BESS 3 LLC | #11028 Odessa EHV SW - #11010 Wolf Switch 345K | Ector | WEST | 2028-11-17 | OTH | BA | 261.29 | 52 | Battery storage (BTS/net lease facility) ¦ 261 MW (mid-size) ¦ COD 2028 (near-term) ¦ Has interconnection agreement
28INR0300 | Champion Road BESS | SS Completed, FIS Started, No IA | Horizon Energy Storage Greenfield Project Holdings LLC | 138 kV Tap 3328 Lufkin South - 3324 Lufkin Switch Tap East | Angelina | NORTH | 2028-09-30 | OTH | BA | 205.2 | 52 | Battery storage (BTS/net lease facility) ¦ 205 MW (mid-size) ¦ COD 2028 (near-term) ¦ Has interconnection agreement
28INR0292 | Wildflower Storage | SS Completed, FIS Started, No IA | Wildflower Storage LLC | Drane Switch 345 kV substation on Venus Switch (1906) - Navarro (68091) 345 kV line | Navarro | NORTH | 2028-09-30 | OTH | BA | 359.1 | 52 | Battery storage (BTS/net lease facility) ¦ 359 MW (mid-size) ¦ COD 2028 (near-term) ¦ Has interconnection agreement
28INR0288 | Outrider BESS | SS Completed, FIS Started, No IA | Sanders Hollow Energy Center, LLC | Tap 345 kV 59904 Cottonwood (W_CW_345) - 60500 Edith Clarke (EDITHCLA7A) CKT. Approximately distance from the POI to Cottonwood Substation is 11.13 miles and to Edith Clarke Substation 77.6 miles. | Dickens | PANHANDLE | 2028-09-30 | OTH | BA | 302 | 52 | Battery storage (BTS/net lease facility) ¦ 302 MW (mid-size) ¦ COD 2028 (near-term) ¦ Has interconnection agreement
28INR0277 | Aurora Energy Storage | SS Completed, FIS Started, No IA | Aurora Energy Storage, LLC | Tap 345kV --- KILL_SS_5 (3422) --- BUCK_H_5 (3424) | Lampasas | NORTH | 2028-09-26 | OTH | BA | 306.2 | 52 | Battery storage (BTS/net lease facility) ¦ 306 MW (mid-size) ¦ COD 2028 (near-term) ¦ Has interconnection agreement
28INR0268 | Soluce Cotton Storage | SS Completed, FIS Started, No IA | CTPB1,LLC | Tap 345kV 59904 COTTONWOOD - 60500 EDITH CLARKE | Cottle | WEST | 2028-07-29 | OTH | BA | 201.54 | 52 | Battery storage (BTS/net lease facility) ¦ 202 MW (mid-size) ¦ COD 2028 (near-term) ¦ Has interconnection agreement
28INR0246 | Hittson Creek BESS | SS Completed, FIS Started, No IA | 174 Power Global Properties | Tapping the two 345 kV Lines: Sam Line Reactor (Bus# 68005) - Reata (Bus# 68051) and Latimer (Bus# 68008) - Reata (Bus# 68051). | Callahan | WEST | 2028-12-15 | OTH | BA | 205.38 | 52 | Battery storage (BTS/net lease facility) ¦ 205 MW (mid-size) ¦ COD 2028 (near-term) ¦ Has interconnection agreement
28INR0226 | Pamplona Storage | SS Completed, FIS Completed, No IA | Karol Solar V | Tap 138 kV 44740 WALLIS_S65_8 - 44700 GEBHRT_X65B8 Ckt#65 | Austin | SOUTH | 2028-10-17 | OTH | BA | 153.88 | 52 | Battery storage (BTS/net lease facility) ¦ 154 MW ¦ COD 2028 (near-term) ¦ IA signed + FIS complete (most advanced)
28INR0196 | Tapaderos Storage | SS Completed, FIS Started, No IA | Tapaderos Storage, LLC | TAP 345kV #1430 GRAHAM SES - #1435 LONG CREEK | Young | WEST | 2028-09-19 | OTH | BA | 207 | 52 | Battery storage (BTS/net lease facility) ¦ 207 MW (mid-size) ¦ COD 2028 (near-term) ¦ Has interconnection agreement
28INR0186 | Saddlehorn Energy Storage | SS Completed, FIS Started, No IA | Saddlehorn, LLC | Tap 138kV 7287 Bellville North - 7291 Highway 36 | Austin | SOUTH | 2028-11-01 | OTH | BA | 256.8 | 52 | Battery storage (BTS/net lease facility) ¦ 257 MW (mid-size) ¦ COD 2028 (near-term) ¦ Has interconnection agreement
24INR0380 | Photo BESS 3 | SS Completed, FIS Started, No IA | CED Development Inc. | 5885 Downie Substation 138kV | Uvalde | SOUTH | 2027-09-01 | OTH | BA | 100 | 52 | Battery storage (BTS/net lease facility) ¦ 100 MW ¦ COD 2027 (imminent - land deals NOW) ¦ Has interconnection agreement
29INR0170 | Three Ranches BESS | SS Completed, FIS Started, No IA | Three Ranches Energy LLC | TAP 138kV #6680 Alamitto Creek - #60444 Hayter Ranch | Brewster | WEST | 2027-01-30 | OTH | BA | 103.37 | 52 | Battery storage (BTS/net lease facility) ¦ 103 MW ¦ COD 2027 (imminent - land deals NOW) ¦ Has interconnection agreement
28INR0490 | Vertus Energy Storage 2 | SS Started, FIS Started, No IA | Vertus Energy Storage 2 LLC | 38830 TNMAINLAND1 138 KV | Galveston | HOUSTON | 2028-02-15 | OTH | BA | 204.93 | 52 | Battery storage (BTS/net lease facility) ¦ 205 MW (mid-size) ¦ COD 2028 (near-term) ¦ Has interconnection agreement
28INR0484 | Pathfinder Energy Storage, LLC | SS Started, FIS Started, No IA | Pathfinder Energy Storage, LLC | 8437 | San Patricio | COASTAL | 2028-09-05 | OTH | BA | 201.16 | 52 | Battery storage (BTS/net lease facility) ¦ 201 MW (mid-size) ¦ COD 2028 (near-term) ¦ Has interconnection agreement
28INR0475 | Mission Station Energy Storage II | SS Started, FIS Started, No IA | Mission Station LLC | Tap 345kV (Bus #5400) SPRUCE – (Bus #5475) VON_ROSE Ckt 1; Tap 345kV (Bus #5400) SPRUCE – (Bus #5231) HOWARD_5 Ckt 1 | Bexar | SOUTH | 2028-12-31 | OTH | BA | 375 | 52 | Battery storage (BTS/net lease facility) ¦ 375 MW (mid-size) ¦ COD 2028 (near-term) ¦ Has interconnection agreement
28INR0474 | Mission Station Energy Storage I | SS Started, FIS Started, No IA | Mission Station LLC | Tap 345kV (Bus #5400) SPRUCE – (Bus #5475) VON_ROSE Ckt 1; Tap 345kV (Bus #5400) SPRUCE – (Bus #5231) HOWARD_5 Ckt 1 | Bexar | SOUTH | 2028-12-31 | OTH | BA | 375 | 52 | Battery storage (BTS/net lease facility) ¦ 375 MW (mid-size) ¦ COD 2028 (near-term) ¦ Has interconnection agreement
28INR0390 | Horsepower BESS | SS Completed, FIS Started, No IA | Horsepower BESS, LLC | POI is 138 kV Howard Substation (Bus# 5230) (SSWG bus name: HOWARD), NMMS station code: S1 | Bexar | SOUTH | 2028-01-31 | OTH | BA | 257.5 | 52 | Battery storage (BTS/net lease facility) ¦ 258 MW (mid-size) ¦ COD 2028 (near-term) ¦ Has interconnection agreement
24INR0416 | Trelas | SS Completed, FIS Started, No IA | Trelasol, LLC | 76006 Bow Wood 345kV Bus | McCulloch | SOUTH | 2028-05-01 | OTH | BA | 200.83 | 52 | Battery storage (BTS/net lease facility) ¦ 201 MW (mid-size) ¦ COD 2028 (near-term) ¦ Has interconnection agreement
24INR0449 | PSE Richardson TX Storage | SS Completed, FIS Completed, No IA | PureSky Development Inc. | TAP 138KV 8374 SOUTH EAST EDINBURG - 8029 CLOSNER | Hidalgo | SOUTH | 2028-06-30 | OTH | BA | 100 | 52 | Battery storage (BTS/net lease facility) ¦ 100 MW ¦ COD 2028 (near-term) ¦ IA signed + FIS complete (most advanced)
25INR0078 | Peregrine BESS 2 | SS Completed, FIS Started, No IA | CED Development Inc. | 8673 RAPTOR7A 345kV | Goliad | SOUTH | 2027-07-01 | OTH | BA | 150 | 52 | Battery storage (BTS/net lease facility) ¦ 150 MW ¦ COD 2027 (imminent - land deals NOW) ¦ Has interconnection agreement
25INR0039 | Borderland ESC | SS Completed, FIS Started, No IA | FRESH AIR ENERGY II, LLC | tap 138kV 8380 NEDIN4A – 8632 NMCALLEN4C | Hidalgo | SOUTH | 2028-11-30 | OTH | BA | 200 | 52 | Battery storage (BTS/net lease facility) ¦ 200 MW (mid-size) ¦ COD 2028 (near-term) ¦ Has interconnection agreement
29INR0242 | Enfinity Redbud Storage | SS Started, FIS Started, No IA | EG Redbud LLC | 345kV Hays Energy (7043) - 345kV Bergheim (7770) | Comal | SOUTH | 2029-12-18 | OTH | BA | 516.05 | 52 | Battery storage (BTS/net lease facility) ¦ 516 MW (large) ¦ COD 2029 (mid-term) ¦ Has interconnection agreement
24INR0541 | Kinney County Energy | SS Completed, FIS Started, No IA | Kinney County Energy, LLC | Tap 138kV 8252 Brackett4A - 78255 L_PINTCR8_1Y | Kinney | SOUTH | 2027-05-15 | OTH | BA | 101.2 | 52 | Battery storage (BTS/net lease facility) ¦ 101 MW ¦ COD 2027 (imminent - land deals NOW) ¦ Has interconnection agreement
24INR0534 | Lyford Energy | SS Completed, FIS Started, No IA | Lyford Energy, LLC | 5745 E Raymondville 138kV | Willacy | COASTAL | 2027-09-02 | OTH | BA | 101.2 | 52 | Battery storage (BTS/net lease facility) ¦ 101 MW ¦ COD 2027 (imminent - land deals NOW) ¦ Has interconnection agreement
30INR0002 | Southeast Oklahoma Pumped Storage | SS Completed, FIS Started, No IA | Apex Energy Solutions, LLC | 1692 Paris Switch 345kV | Lamar | NORTH | 2030-01-01 | WAT | OT | 1232 | 52 | Battery storage (BTS/net lease facility) ¦ 1,232 MW (mega project) ¦ COD 2030 ¦ Has interconnection agreement
29INR0115 | Cielo Vista Storage | SS Completed, FIS Started, No IA | Cielo Vista Storage, LLC | Tap 345kV Bus #5901 Miguel5 - Bus #80079 Cruce7A Ckt 1 | Duval | SOUTH | 2028-06-30 | OTH | BA | 310.8 | 52 | Battery storage (BTS/net lease facility) ¦ 311 MW (mid-size) ¦ COD 2028 (near-term) ¦ Has interconnection agreement
28INR0363 | Finch Storage | SS Completed, FIS Started, No IA | Finch Storage, LLC | 165 WINDSORSW 138kV | McLennan | NORTH | 2028-09-30 | OTH | BA | 201.3 | 52 | Battery storage (BTS/net lease facility) ¦ 201 MW (mid-size) ¦ COD 2028 (near-term) ¦ Has interconnection agreement
28INR0398 | Ouroboros Grid BESS 2 | SS Completed, FIS Started, No IA | Ouroboros Grid BESS Unit 2 | 88337 Chalybe 345 kV | Cameron | COASTAL | 2028-06-01 | OTH | BA | 200.81 | 52 | Battery storage (BTS/net lease facility) ¦ 201 MW (mid-size) ¦ COD 2028 (near-term) ¦ Has interconnection agreement
28INR0397 | Ouroboros Grid BESS 1 | SS Completed, FIS Started, No IA | Ouroboros Grid BESS Unit 1 | POIB: #88337 Chalybe 345 kV (expansion of the #8735 Chalybe 138 kV – to be connected by double circuit line to #79500 Palmito 345 kV) | Cameron | COASTAL | 2028-06-01 | OTH | BA | 200.82 | 52 | Battery storage (BTS/net lease facility) ¦ 201 MW (mid-size) ¦ COD 2028 (near-term) ¦ Has interconnection agreement
28INR0395 | Treehouse Storage | SS Completed, FIS Started, No IA | Treehouse Solar, LLC | Tap the 345 kV Jewett (#3390) - Singleton (#44645) line, ONCOR | Grimes | NORTH | 2028-11-13 | OTH | BA | 209.21 | 52 | Battery storage (BTS/net lease facility) ¦ 209 MW (mid-size) ¦ COD 2028 (near-term) ¦ Has interconnection agreement
28INR0392 | Devine Mary BESS | SS Completed, FIS Started, No IA | Devine Mary BESS | 5813 PEARSONSW8 138 kV | Medina | SOUTH | 2028-11-21 | OTH | BA | 200.58 | 52 | Battery storage (BTS/net lease facility) ¦ 201 MW (mid-size) ¦ COD 2028 (near-term) ¦ Has interconnection agreement
28INR0391 | Ruedrich BESS | SS Completed, FIS Started, No IA | Ruedrich BESS | LINE TAP OF CIBOLO (7608) AND McQUEENEY (7606) | Guadalupe | SOUTH | 2028-11-09 | OTH | BA | 200.58 | 52 | Battery storage (BTS/net lease facility) ¦ 201 MW (mid-size) ¦ COD 2028 (near-term) ¦ Has interconnection agreement
24INR0445 | PSE Flores TX Storage | SS Completed, FIS Started, No IA | PureSky Development Inc | TAP 138KV 8793 RIO GRANDE CITY - 8798 LAGRULLA | Starr | SOUTH | 2028-06-30 | OTH | BA | 200 | 52 | Battery storage (BTS/net lease facility) ¦ 200 MW (mid-size) ¦ COD 2028 (near-term) ¦ Has interconnection agreement
24INR0444 | Hiru Storage | SS Completed, FIS Started, No IA | Hecate Energy Hazel LLC | Tap 345kV 6111 Riley - 1730 West Krum ckt 1 | Clay | WEST | 2029-04-01 | OTH | BA | 503.6 | 52 | Battery storage (BTS/net lease facility) ¦ 504 MW (large) ¦ COD 2029 (mid-term) ¦ Has interconnection agreement
24INR0425 | Two Brothers ESS | SS Completed, FIS Started, IA | BRP Blue Topaz 2, LLC | 8911 BLKBYU4A 138kV | Victoria | SOUTH | 2027-09-09 | OTH | BA | 154.65 | 52 | Battery storage (BTS/net lease facility) ¦ 155 MW ¦ COD 2027 (imminent - land deals NOW) ¦ Has interconnection agreement
24INR0420 | Camino Ranch Storage SLF | SS Completed, FIS Started, IA | Camino Solar Ranch, LLC | Tap to Jim English (#3351) – Flat Branch (#3345) 138kV | Houston | NORTH | 2028-12-09 | OTH | BA | 298.06 | 52 | Battery storage (BTS/net lease facility) ¦ 298 MW (mid-size) ¦ COD 2028 (near-term) ¦ Has interconnection agreement
28INR0454 | Oakley BESS | SS Completed, FIS Started, No IA | Oakley BESS LLC | Tap 138 kV 612 BLUHORSE– 684 SPRING | Denton | NORTH | 2028-09-08 | OTH | BA | 200.96 | 52 | Battery storage (BTS/net lease facility) ¦ 201 MW (mid-size) ¦ COD 2028 (near-term) ¦ Has interconnection agreement
28INR0448 | Gulf Prairie BESS | SS Completed, FIS Started, No IA | Gulf Prairie Energy LLC | (CEHESub) looped either 1) on 138 kV circuit 82 between RIWOOD (#43150) and Angleton (#42110), or 2) on 345 kV circuit 18 between DOW (#42500) and Huizache (#46640) | Brazoria | COASTAL | 2028-12-01 | OTH | BA | 207.78 | 52 | Battery storage (BTS/net lease facility) ¦ 208 MW (mid-size) ¦ COD 2028 (near-term) ¦ Has interconnection agreement
28INR0442 | Zunkerville BESS | SS Completed, FIS Started, No IA | Zunkerville Energy, LLC | 345kV BUS #5725 PAWNEE SWITCHING STATION | Karnes | SOUTH | 2028-06-01 | OTH | BA | 206.74 | 52 | Battery storage (BTS/net lease facility) ¦ 207 MW (mid-size) ¦ COD 2028 (near-term) ¦ Has interconnection agreement
28INR0437 | Barbara BESS | SS Completed, FIS Started, No IA | Barbara BESS LLC | LINE TAP OF WESTSIDE (8485) AND WEIL TRACT (8482) 138 KV TRANSMISSION LINE | Nueces | COASTAL | 2028-05-02 | OTH | BA | 200.51 | 52 | Battery storage (BTS/net lease facility) ¦ 201 MW (mid-size) ¦ COD 2028 (near-term) ¦ Has interconnection agreement
28INR0423 | Prairie Branch BESS | SS Completed, FIS Started, No IA | Prairie Branch Energy, LLC | Tap 345kV #1730 Krum West - #6111 Riley Ckt 1 | Montague | NORTH | 2028-06-24 | OTH | BA | 310.16 | 52 | Battery storage (BTS/net lease facility) ¦ 310 MW (mid-size) ¦ COD 2028 (near-term) ¦ Has interconnection agreement
28INR0412 | Yellow Leaf II BESS | SS Completed, FIS Started, No IA | Yellow Leaf 2 BESS LLC | Tap 138kV 2727 CRANDALL1_8 - 2724 KAUFMN_8 | Kaufman | NORTH | 2028-09-25 | OTH | BA | 205.74 | 52 | Battery storage (BTS/net lease facility) ¦ 206 MW (mid-size) ¦ COD 2028 (near-term) ¦ Has interconnection agreement
28INR0403 | Ouroboros Grid BESS 3 | SS Completed, FIS Started, No IA | Ouroboros Grid BESS Unit 3 | 88337 Chalybe 345 kV | Cameron | COASTAL | 2028-06-01 | OTH | BA | 200.72 | 52 | Battery storage (BTS/net lease facility) ¦ 201 MW (mid-size) ¦ COD 2028 (near-term) ¦ Has interconnection agreement
27INR0181 | Elk Unit 4 | SS Completed, FIS Completed, IA | Golden Spread Electric Cooperative, Inc. | 141607 AEEC_5 | Hale | PANHANDLE | 2027-02-28 | GAS | GT | 210 | 51 | Gas turbine (peaker plant) ¦ 210 MW (mid-size) ¦ COD 2027 (imminent - land deals NOW) ¦ IA signed + FIS complete (most advanced)
26INR0049 | Pin Peaking Energy Center 1 (TEF- Due Diligence) | SS Completed, FIS Completed, IA | PIN OAK CREEK ENERGY CENTER, LLC | 3134 RICHLAND CHAMBERS 345kV (PSS/E Bus Name: RICHLND1_5) | Freestone | NORTH | 2026-05-01 | GAS | GT | 228 | 51 | Gas turbine (peaker plant) ¦ 228 MW (mid-size) ¦ COD 2026 (imminent - land deals NOW) ¦ IA signed + FIS complete (most advanced)
26INR0109 | Pin Peaking Energy Center 2 (TEF- Due Diligence) | SS Completed, FIS Completed, IA | PIN OAK CREEK ENERGY CENTER, LLC | 3134 RICHLAND CHAMBERS (PSS/E Bus Name: RICHLND1_5) | Freestone | NORTH | 2026-05-01 | GAS | GT | 228 | 51 | Gas turbine (peaker plant) ¦ 228 MW (mid-size) ¦ COD 2026 (imminent - land deals NOW) ¦ IA signed + FIS complete (most advanced)
24INR0482 | NRG THW GT 345 (TEF) | SS Completed, FIS Completed, IA | NRG THW GT LLC | 345 kV Bus Number: 45500, Bus Name: T_H_W__POI_5 | Harris | HOUSTON | 2026-05-01 | GAS | GT | 456 | 51 | Gas turbine (peaker plant) ¦ 456 MW (mid-size) ¦ COD 2026 (imminent - land deals NOW) ¦ IA signed + FIS complete (most advanced)
25INR0071 | Albatross BESS | SS Completed, FIS Completed, No IA | Albatross Solar, LLC | From Bus #165 Windsor Switch To Bus #161 McGregor | McLennan | NORTH | 2028-02-22 | OTH | BA | 50.4 | 50 | Battery storage (BTS/net lease facility) ¦ 50 MW (small) ¦ COD 2028 (near-term) ¦ IA signed + FIS complete (most advanced)
27INR0148 | Paloma Energy Center BESS | SS Completed, FIS Started, No IA | Harrison Street Development, LLC | Tap 138kV 57640 Rock Island - 57639 Sheridan | Colorado | SOUTH | 2027-06-01 | OTH | BA | 53.6 | 50 | Battery storage (BTS/net lease facility) ¦ 54 MW (small) ¦ COD 2027 (imminent - land deals NOW) ¦ Has interconnection agreement
23INR0409 | Sunbelt Storage | SS Completed, FIS Started, No IA | Rose Hill Solar LLC | Tap 138kV 6902 Talty - 6894 Rose Hill | Kaufman | NORTH | 2026-12-31 | OTH | BA | 52 | 50 | Battery storage (BTS/net lease facility) ¦ 52 MW (small) ¦ COD 2026 (imminent - land deals NOW) ¦ Has interconnection agreement
24INR0387 | PaleAle BESS | SS Completed, FIS Started, No IA | Momentum Energy Storage Partners,LLC | Tap 138 kV Bus 7506 L_CEDAVA8_1Y - Bus 7507 L_FRIEND8_1Y | Hays | SOUTH | 2027-04-15 | OTH | BA | 75.38 | 50 | Battery storage (BTS/net lease facility) ¦ 75 MW (small) ¦ COD 2027 (imminent - land deals NOW) ¦ Has interconnection agreement
27INR0308 | Beaverhead Storage SLF | SS Completed, FIS Started, No IA | Beaverhead Solar, LLC | Direct to Sub 69kv #5653 Ben Bolt. | Jim Wells | SOUTH | 2027-07-31 | OTH | BA | 61.5 | 50 | Battery storage (BTS/net lease facility) ¦ 62 MW (small) ¦ COD 2027 (imminent - land deals NOW) ¦ Has interconnection agreement
29INR0180 | Tolar Energy Center | SS Completed, FIS Started, No IA | NRG Tolar Power LLC | Tap 345 KV circuit 1 from 1440 Comanche Switch to 1900 Comanche Peak SES. | Hood | NORTH | 2029-11-01 | GAS | CC | 1252 | 50 | Gas combined cycle (major infrastructure) ¦ 1,252 MW (mega project) ¦ COD 2029 (mid-term) ¦ Has interconnection agreement
29INR0162 | Wolf Bone North Energy Center | SS Completed, FIS Started, No IA | NRG Wolf Bone Energy Center LLC | Tap 345 kV 60404 SOLTICE7A - 18669 TOYAHCRK_5 Ckt 1 Tap 345 kV 60404 SOLTICE7A - 18669 TOYAHCRK_5 Ckt 2 | Reeves | WEST | 2029-11-01 | GAS | CC | 1204 | 50 | Gas combined cycle (major infrastructure) ¦ 1,204 MW (mega project) ¦ COD 2029 (mid-term) ¦ Has interconnection agreement
26INR0295 | Trinity Hills BESS SLF | SS Completed, FIS Started, No IA | Phoenix Battery Storage, LLC | To the 345 kV Garvey Road Switch (#17002) | Archer | WEST | 2027-04-12 | OTH | BA | 94 | 50 | Battery storage (BTS/net lease facility) ¦ 94 MW (small) ¦ COD 2027 (imminent - land deals NOW) ¦ Has interconnection agreement
23INR0538 | Roadrunner Crossing BESS SLF | SS Completed, FIS Completed, IA | Roadrunner Crossing BESS | 68051 Reata 354kV | Eastland | NORTH | 2026-02-13 | OTH | BA | 0 | 50 | Battery storage (BTS/net lease facility) ¦ COD 2026 (imminent - land deals NOW) ¦ IA signed + FIS complete (most advanced)
22INR0488 | Venture Hill Storage | SS Completed, FIS Started, No IA | KCE TX 24, LLC | 7336 Gilleland Creek 138kV | Travis | SOUTH | 2026-12-01 | OTH | BA | 70.44 | 50 | Battery storage (BTS/net lease facility) ¦ 70 MW (small) ¦ COD 2026 (imminent - land deals NOW) ¦ Has interconnection agreement
29INR0248 | Cerulean Unit 1 | SS Started, FIS Started, No IA | Brother 1, LLC | Tap <345kV> <#5915> <South Texas Project SO_TEX__345A > - <#80286> <DULCE7A> | Victoria | SOUTH | 2029-03-30 | GAS | CC | 1200 | 50 | Gas combined cycle (major infrastructure) ¦ 1,200 MW (mega project) ¦ COD 2029 (mid-term) ¦ Has interconnection agreement
26INR0218 | Fort Chadbourne Cattle BESS | SS Completed, FIS Started, No IA | Fort Chadbourne BESS | AEP Fort Chadbourne 138 kv substation (#6324) | Coke | WEST | 2027-06-29 | OTH | BA | 50.23 | 50 | Battery storage (BTS/net lease facility) ¦ 50 MW (small) ¦ COD 2027 (imminent - land deals NOW) ¦ Has interconnection agreement
23INR0392 | Honeycomb Storage SLF | SS Completed, FIS Completed, IA | Honeycomb BESS, LLC | 69 kV Tynan Substation (#8107) | Bee | SOUTH | 2026-11-01 | OTH | BA | 0 | 50 | Battery storage (BTS/net lease facility) ¦ COD 2026 (imminent - land deals NOW) ¦ IA signed + FIS complete (most advanced)
26INR0245 | Cairos Storage | SS Completed, FIS Started, No IA | Cairos Solar, LLC | 7425 ODLAW SWITCH 138kV | Kinney | SOUTH | 2026-12-31 | OTH | BA | 77.28 | 50 | Battery storage (BTS/net lease facility) ¦ 77 MW (small) ¦ COD 2026 (imminent - land deals NOW) ¦ Has interconnection agreement
25INR0610 | Adam Bryant BESS | SS Completed, FIS Started, No IA | Adam Bryant BESS LLC | Tap 138kV 5225 HONDO – 5819 HONDO CREEK | Medina | SOUTH | 2027-12-01 | OTH | BA | 99.52 | 50 | Battery storage (BTS/net lease facility) ¦ 100 MW (small) ¦ COD 2027 (imminent - land deals NOW) ¦ Has interconnection agreement
25INR0397 | Beeman BESS | SS Completed, FIS Started, No IA | Beeman BESS LLC | 69kV Waelder Substation (7232) | Gonzales | SOUTH | 2027-05-15 | OTH | BA | 50.18 | 50 | Battery storage (BTS/net lease facility) ¦ 50 MW (small) ¦ COD 2027 (imminent - land deals NOW) ¦ Has interconnection agreement
24INR0271 | Bar Candela Storage SLF | SS Completed, FIS Completed, IA | Bar Candela Storage Project LLC | Long Lake Sub (Bus 3280) – Long Lake Tap Switch (Bus 3279) | Freestone | NORTH | 2027-12-31 | OTH | BA | 0 | 50 | Battery storage (BTS/net lease facility) ¦ COD 2027 (imminent - land deals NOW) ¦ IA signed + FIS complete (most advanced)
26INR0389 | AGGIE STORAGE PROJECT SLF | SS Completed, FIS Completed, No IA | reNRG TX 8 LLC | POI: COYOTE SPRINGS SUBSTATION - 138KV BUS NUMBER: 38113 POI LOCATION: 31.396675, -103.6252777 COUNTY: REEVES | Reeves | WEST | 2027-06-30 | OTH | BA | 0 | 50 | Battery storage (BTS/net lease facility) ¦ COD 2027 (imminent - land deals NOW) ¦ IA signed + FIS complete (most advanced)
25INR0394 | Orchard Ray BESS | SS Completed, FIS Started, No IA | Pettus BESS | 8590 Tuleta 138kV | Bee | SOUTH | 2027-05-01 | OTH | BA | 51.85 | 50 | Battery storage (BTS/net lease facility) ¦ 52 MW (small) ¦ COD 2027 (imminent - land deals NOW) ¦ Has interconnection agreement
27INR0392 | Cernan BESS | SS Completed, FIS Completed, IA | Scarlet BESS LLC | Hillje 345kV (#44200) | Wharton | SOUTH | 2027-06-01 | OTH | BA | 10.04 | 50 | Battery storage (BTS/net lease facility) ¦ COD 2027 (imminent - land deals NOW) ¦ IA signed + FIS complete (most advanced)
27INR0125 | RedSun BESS | SS Completed, FIS Completed, No IA | Gransolar Texas Twenty Two | Existing Line from Substation Name: Burnet (PSSE#7100) to Substation Name: Bertram (PSSE#7520) | Burnet | SOUTH | 2028-08-28 | OTH | BA | 84.04 | 50 | Battery storage (BTS/net lease facility) ¦ 84 MW (small) ¦ COD 2028 (near-term) ¦ IA signed + FIS complete (most advanced)
25INR0374 | Meridian BESS | SS Completed, FIS Completed, No IA | Navitas Energy- Meredian BESS | 319 Meridian 69 KV | Bosque | NORTH | 2027-10-01 | OTH | BA | 31.23 | 50 | Battery storage (BTS/net lease facility) ¦ COD 2027 (imminent - land deals NOW) ¦ IA signed + FIS complete (most advanced)
21INR0470 | Pearl Crescent Storage | SS Completed, FIS Started, No IA | RWE Solar Development, LLC | Rock Island (57640) 138kV | Colorado | SOUTH | 2026-12-15 | OTH | BA | 50.26 | 50 | Battery storage (BTS/net lease facility) ¦ 50 MW (small) ¦ COD 2026 (imminent - land deals NOW) ¦ Has interconnection agreement
25INR0311 | RIVERBEND STORAGE SLF | SS Completed, FIS Completed, No IA | Riverbend Renewables, LLC | TAP 345 KV LINE FROM TRADINGHOUSE (#3405) TO TEMPLE PECAN CREEK (#3412) SUBSTATIONS | Falls | NORTH | 2027-12-31 | OTH | BA | 0 | 50 | Battery storage (BTS/net lease facility) ¦ COD 2027 (imminent - land deals NOW) ¦ IA signed + FIS complete (most advanced)
29INR0150 | Jewett Energy Center 1 Gas | SS Completed, FIS Started, No IA | Jewett Energy Center LLC | Tap #3391 JEWETT_N5 - #46020 LMEST_POI_5 and Tap #3390 JEWETT_S5 - #46020 LMEST_POI_5 | Freestone | NORTH | 2029-11-01 | GAS | CC | 1274 | 50 | Gas combined cycle (major infrastructure) ¦ 1,274 MW (mega project) ¦ COD 2029 (mid-term) ¦ Has interconnection agreement
29INR0199 | Kilby1 Part 6 Large Block Combined Cycle | SS Started, FIS Started, No IA | Energy Forge One LLC | Tap 345 11098 SLKSW – 60404 SOLSTICE Ckt 1 Tap 345 11098 SLKSW – 60404 SOLSTICE Ckt 2 | Reeves | WEST | 2029-07-19 | GAS | CC | 1056 | 50 | Gas combined cycle (major infrastructure) ¦ 1,056 MW (mega project) ¦ COD 2029 (mid-term) ¦ Has interconnection agreement
28INR0048 | Findley BESS | SS Completed, FIS Completed, No IA | Adon Texas Sixteen LLC | Tap 69kV #107 Prairie Hill - #99 Ben Hur | Limestone | NORTH | 2028-01-01 | OTH | BA | 51.74 | 50 | Battery storage (BTS/net lease facility) ¦ 52 MW (small) ¦ COD 2028 (near-term) ¦ IA signed + FIS complete (most advanced)
26INR0177 | Dionysus Storage | SS Completed, FIS Started, No IA | Dionysus Solar, LLC | Tap 138kV 6733 Mustang Prairie - 6732 Latexo | Houston | NORTH | 2027-03-11 | OTH | BA | 77.28 | 50 | Battery storage (BTS/net lease facility) ¦ 77 MW (small) ¦ COD 2027 (imminent - land deals NOW) ¦ Has interconnection agreement
26INR0467 | Basketflower Storage | SS Completed, FIS Started, No IA | Basketflower Solar, LLC | Tap 138kV Risingstar (285) - Nimrod (289) | Eastland | NORTH | 2027-12-31 | OTH | BA | 92 | 50 | Battery storage (BTS/net lease facility) ¦ 92 MW (small) ¦ COD 2027 (imminent - land deals NOW) ¦ Has interconnection agreement
25INR0395 | Hinkell BESS | SS Completed, FIS Started, No IA | Reveille BESS | 8612 Reveille 138kV | La Salle | SOUTH | 2027-07-01 | OTH | BA | 78.05 | 50 | Battery storage (BTS/net lease facility) ¦ 78 MW (small) ¦ COD 2027 (imminent - land deals NOW) ¦ Has interconnection agreement
25INR0529 | Indigo Storage 3 | SS Completed, FIS Started, No IA | Innovative Solar 245, LLC | tap 345 kV 68001 Claytonville – 68004 Phantom Hill Circuit 2 | Fisher | WEST | 2027-09-17 | OTH | BA | 60 | 50 | Battery storage (BTS/net lease facility) ¦ 60 MW (small) ¦ COD 2027 (imminent - land deals NOW) ¦ Has interconnection agreement
24INR0136 | Eagle Springs Storage | SS Completed, FIS Completed, IA | Eagle Springs BESS LLC | Tap Lake Creek Substation (#6835) – Enloe Switching station (#6834) 138 kV Line | Delta | NORTH | 2026-12-31 | OTH | BA | 33.14 | 50 | Battery storage (BTS/net lease facility) ¦ COD 2026 (imminent - land deals NOW) ¦ IA signed + FIS complete (most advanced)
24INR0496 | Indigo Storage | SS Completed, FIS Started, No IA | Innovative Solar 245, LLC | tap 345 kV 68001 Claytonville – 68004 Phantom Hill Circuit 2 | Fisher | WEST | 2027-09-17 | OTH | BA | 60 | 50 | Battery storage (BTS/net lease facility) ¦ 60 MW (small) ¦ COD 2027 (imminent - land deals NOW) ¦ Has interconnection agreement
24INR0121 | PHOTO BESS 1 | SS Completed, FIS Started, No IA | CED Development Inc. | 5885 Downie 138kV | Uvalde | SOUTH | 2027-09-01 | OTH | BA | 75 | 50 | Battery storage (BTS/net lease facility) ¦ 75 MW (small) ¦ COD 2027 (imminent - land deals NOW) ¦ Has interconnection agreement
24INR0153 | Lupinus Storage 1 | SS Completed, FIS Started, No IA | Lupinus Solar, LLC | Tap 345 kV 11699 Woodard Switch - 1695 Monticello SES | Franklin | NORTH | 2027-09-13 | OTH | BA | 84.01 | 50 | Battery storage (BTS/net lease facility) ¦ 84 MW (small) ¦ COD 2027 (imminent - land deals NOW) ¦ Has interconnection agreement
25INR0528 | Indigo Storage 2 | SS Completed, FIS Started, No IA | Innovative Solar 245, LLC | tap 345 kV 68001 Claytonville – 68004 Phantom Hill Circuit 2 | Fisher | WEST | 2027-09-17 | OTH | BA | 60 | 50 | Battery storage (BTS/net lease facility) ¦ 60 MW (small) ¦ COD 2027 (imminent - land deals NOW) ¦ Has interconnection agreement
25INR0530 | Indigo Storage 4 | SS Completed, FIS Started, No IA | Innovative Solar 245, LLC | tap 345 kV 68001 Claytonville – 68004 Phantom Hill Circuit 2 | Fisher | WEST | 2027-09-17 | OTH | BA | 60 | 50 | Battery storage (BTS/net lease facility) ¦ 60 MW (small) ¦ COD 2027 (imminent - land deals NOW) ¦ Has interconnection agreement
24INR0631 | Radian Storage SLF | SS Completed, FIS Completed, IA | IP Radian BESS, LLC | 345 kV Brown Switch (Bus# 1444) | Brown | NORTH | 2026-03-16 | OTH | BA | 0 | 50 | Battery storage (BTS/net lease facility) ¦ COD 2026 (imminent - land deals NOW) ¦ IA signed + FIS complete (most advanced)
28INR0009 | Oriole BES | SS Completed, FIS Started, IA | Rolling Plains Solar | Tap 345kV 6076 Foxtail - 60791 Perigee | Knox | WEST | 2028-12-29 | OTH | BA | 150.39 | 49 | Battery storage (BTS/net lease facility) ¦ 150 MW ¦ COD 2028 (near-term) ¦ Has interconnection agreement
28INR0175 | Mobee Springs BESS | SS Completed, FIS Started, No IA | Mobee Springs, LLC | #8805 BONIVIEW2A 69kV | Refugio | COASTAL | 2028-03-31 | OTH | BA | 100.61 | 49 | Battery storage (BTS/net lease facility) ¦ 101 MW ¦ COD 2028 (near-term) ¦ Has interconnection agreement
28INR0156 | Chimney Rock BESS | SS Completed, FIS Started, No IA | Taylor ESS, LLC | Tap 138kV 76317 MOORE - 76318 BUTMAN | Taylor | WEST | 2028-04-10 | OTH | BA | 156 | 49 | Battery storage (BTS/net lease facility) ¦ 156 MW ¦ COD 2028 (near-term) ¦ Has interconnection agreement
23INR0345 | Elmax Power Station | SS Completed, FIS Started, IA | Elmax Generating, LLC | Tap 138 kV Lake Houston (#40820) - Atascocita (#40130) ckt 66 | Harris | HOUSTON | 2028-07-05 | GAS | GT | 518.83 | 49 | Gas turbine (peaker plant) ¦ 519 MW (large) ¦ COD 2028 (near-term) ¦ Has interconnection agreement
26INR0260 | Evans Creek Energy Storage | SS Completed, FIS Started, No IA | Evans Creek Energy Storage LLC | Comstock 138kV Substation (PSSE Bus #8683) | Val Verde | WEST | 2028-04-01 | OTH | BA | 102.96 | 49 | Battery storage (BTS/net lease facility) ¦ 103 MW ¦ COD 2028 (near-term) ¦ Has interconnection agreement
23INR0495 | Cartwheel BESS 2 | SS Completed, FIS Started, No IA | RWE Renewables | Tap 345kV 1697 Sulphur Springs Switch – 2464 Cash Switch | Hopkins | NORTH | 2028-06-15 | OTH | BA | 156.91 | 49 | Battery storage (BTS/net lease facility) ¦ 157 MW ¦ COD 2028 (near-term) ¦ Has interconnection agreement
27INR0374 | Velado Storage SLF | SS Completed, FIS Started, No IA | Velado Solar, LLC | Tap 138kv 78281 Dimmit - 8274 Conoco Chittam. | Dimmit | SOUTH | 2028-09-14 | OTH | BA | 115.2 | 49 | Battery storage (BTS/net lease facility) ¦ 115 MW ¦ COD 2028 (near-term) ¦ Has interconnection agreement
23INR0794 | Invictus Energy Storage | SS Completed, FIS Started, No IA | GSA Land Holdings | 6390 FIREROCK4A 138kV | Coleman | WEST | 2028-05-31 | OTH | BA | 140.53 | 49 | Battery storage (BTS/net lease facility) ¦ 141 MW ¦ COD 2028 (near-term) ¦ Has interconnection agreement
25INR0142 | Sagewood BESS | SS Completed, FIS Started, No IA | Sagewood BESS, LLC | tap McDonald Road Switch (1333) – Pastores Switch (10121) ckt 1 | Glasscock | WEST | 2028-03-31 | OTH | BA | 100.57 | 49 | Battery storage (BTS/net lease facility) ¦ 101 MW ¦ COD 2028 (near-term) ¦ Has interconnection agreement
26INR0189 | Skipjack Energy Storage | SS Completed, FIS Started, IA | Skipper Energy Storage LLC | Tap 138 42980 Nash - 44010 W A Parish ckt #2 | Brazoria | COASTAL | 2028-02-28 | OTH | BA | 150.6 | 49 | Battery storage (BTS/net lease facility) ¦ 151 MW ¦ COD 2028 (near-term) ¦ Has interconnection agreement
26INR0328 | Yorktown BESS | SS Completed, FIS Started, No IA | Navitas Energy LLC | (#78575) LCRA Yorktown 138 kV | DeWitt | SOUTH | 2028-12-16 | OTH | BA | 150.49 | 49 | Battery storage (BTS/net lease facility) ¦ 150 MW ¦ COD 2028 (near-term) ¦ Has interconnection agreement
26INR0319 | Sandford Storage | SS Completed, FIS Started, No IA | BT Sandford Solar, LLC | Tap 345kV Bird Dog (Bus #11736) - Jacksboro (Bus #1429) | Wise | NORTH | 2028-08-15 | OTH | BA | 100.93 | 49 | Battery storage (BTS/net lease facility) ¦ 101 MW ¦ COD 2028 (near-term) ¦ Has interconnection agreement
27INR0350 | Saddle Horn Station BESS SLF | SS Completed, FIS Started, No IA | Saddle Horn Station BESS LLC | tap 138kV 1650 COMANCHE_T8 - 290SHILOHC | Comanche | NORTH | 2028-09-11 | OTH | BA | 177.41 | 49 | Battery storage (BTS/net lease facility) ¦ 177 MW ¦ COD 2028 (near-term) ¦ Has interconnection agreement
27INR0326 | Thunderbird Valley Storage | SS Completed, FIS Started, No IA | Thunderbird Valley Storage | (787) Olney Substation 138 kV | Young | WEST | 2028-07-01 | OTH | BA | 150.39 | 49 | Battery storage (BTS/net lease facility) ¦ 150 MW ¦ COD 2028 (near-term) ¦ Has interconnection agreement
28INR0124 | Silverbell Storage | SS Completed, FIS Started, No IA | Silverbell Energy Center, LLC | Tap 138kV Rivercrest SES 1780 - Deport REA 1768 | Red River | NORTH | 2028-09-30 | OTH | BA | 129.18 | 49 | Battery storage (BTS/net lease facility) ¦ 129 MW ¦ COD 2028 (near-term) ¦ Has interconnection agreement
28INR0108 | RAYBURN ENERGY STATION II Gas (TEF-Due Diligence) | SS Completed, FIS Started, IA | Rayburn Energy Station LLC | Double Tap 138 kV Haggerty (12677) - Progress Park (#12678) & Haggerty - Winding Oaks Switch | Grayson | NORTH | 2028-02-26 | GAS | GT | 570 | 49 | Gas turbine (peaker plant) ¦ 570 MW (large) ¦ COD 2028 (near-term) ¦ Has interconnection agreement
27INR0154 | Jim Wells BESS | SS Completed, FIS Started, No IA | Jim Wells ESS | 69kV PREMONT (#8894) | Jim Wells | SOUTH | 2028-06-30 | OTH | BA | 100.32 | 49 | Battery storage (BTS/net lease facility) ¦ 100 MW ¦ COD 2028 (near-term) ¦ Has interconnection agreement
27INR0444 | Diamond Sage BESS 2 | SS Completed, FIS Started, No IA | DGC Renewables, LLC | Tap 345kV LOBO7A (80219) - FOWLERTONSW5 (5709) | Webb | SOUTH | 2028-10-01 | OTH | BA | 100.14 | 49 | Battery storage (BTS/net lease facility) ¦ 100 MW ¦ COD 2028 (near-term) ¦ Has interconnection agreement
27INR0441 | Pavo Creek Storage | SS Completed, FIS Started, No IA | Pavo Creek Storage, LLC | Tap #3659 Thorndale North - #3701 Rookie Switch 138 kV | Milam | SOUTH | 2028-09-21 | OTH | BA | 154.2 | 49 | Battery storage (BTS/net lease facility) ¦ 154 MW ¦ COD 2028 (near-term) ¦ Has interconnection agreement
26INR0616 | Blanco County Behrends Storage | SS Completed, FIS Started, No IA | DM-BCB, LLC | #70482 Blanco Substation 138 kV - currently being upgraded | Blanco | SOUTH | 2028-12-15 | OTH | BA | 153.8 | 49 | Battery storage (BTS/net lease facility) ¦ 154 MW ¦ COD 2028 (near-term) ¦ Has interconnection agreement
25INR0402 | Driet BESS | SS Completed, FIS Started, IA | Driet BESS LLC | 7254 WEIMAR8 138kV | Colorado | SOUTH | 2028-06-20 | OTH | BA | 150.52 | 49 | Battery storage (BTS/net lease facility) ¦ 151 MW ¦ COD 2028 (near-term) ¦ Has interconnection agreement
25INR0241 | Halcon Storage | SS Completed, FIS Started, No IA | TX BESS A LLC | Tap 138kV 8957 Central Lopeno - 80106 Falcon Dam | Starr | SOUTH | 2028-05-15 | OTH | BA | 132.65 | 49 | Battery storage (BTS/net lease facility) ¦ 133 MW ¦ COD 2028 (near-term) ¦ Has interconnection agreement
26INR0393 | Dove Wing Storage | SS Completed, FIS Started, No IA | Dove Run Solar Project, LLC | 138 kV Zenaida Bus# 80043 | Duval | SOUTH | 2028-10-15 | OTH | BA | 122.41 | 49 | Battery storage (BTS/net lease facility) ¦ 122 MW ¦ COD 2028 (near-term) ¦ Has interconnection agreement
28INR0465 | Valcrest BESS | SS Completed, FIS Started, No IA | Flexen USA LLC | tap 138 kV 43500 WEBSTR_B138A - 48403 W_GALV01TP_8 | Galveston | HOUSTON | 2028-12-31 | OTH | BA | 154.25 | 49 | Battery storage (BTS/net lease facility) ¦ 154 MW ¦ COD 2028 (near-term) ¦ Has interconnection agreement
27INR0117 | Roble BESS | SS Completed, FIS Started, No IA | Flexen USA LLC | 7180 L_ZORN__8_1Y 138kV | Guadalupe | SOUTH | 2028-12-01 | OTH | BA | 154.3 | 49 | Battery storage (BTS/net lease facility) ¦ 154 MW ¦ COD 2028 (near-term) ¦ Has interconnection agreement
21INR0262 | Grandfalls Storage SLF | SS Completed, FIS Started, No IA | King Mountain Storage LLC | tap 345kV 11028 Odessa - 76000 North McCamey | Upton | WEST | 2028-07-01 | OTH | BA | 175.6 | 49 | Battery storage (BTS/net lease facility) ¦ 176 MW ¦ COD 2028 (near-term) ¦ Has interconnection agreement
21INR0456 | Maleza Storage | SS Completed, FIS Started, No IA | Brush Storage, LLC | tap Blue – Hillje 345 kv Ckt.#27 | Wharton | SOUTH | 2028-12-31 | OTH | BA | 150.83 | 49 | Battery storage (BTS/net lease facility) ¦ 151 MW ¦ COD 2028 (near-term) ¦ Has interconnection agreement
21INR0455 | Independence Trail Storage | SS Completed, FIS Started, No IA | KCE TX 16, LLC | 60501 Tesla 345kV | Childress | PANHANDLE | 2028-01-01 | OTH | BA | 100 | 49 | Battery storage (BTS/net lease facility) ¦ 100 MW ¦ COD 2028 (near-term) ¦ Has interconnection agreement
27INR0397 | Zodiac Storage | SS Completed, FIS Started, No IA | Grenergy USA | Tap 138 kV 8680 RGEC Rough Canyon (ROUGHCAN4A) - 8683 Comstock (COMSTOCK4A) Line | Val Verde | WEST | 2028-08-29 | OTH | BA | 125.58 | 49 | Battery storage (BTS/net lease facility) ¦ 126 MW ¦ COD 2028 (near-term) ¦ Has interconnection agreement
29INR0106 | Kalina Storage | SS Completed, FIS Started, No IA | Aurora Solar LLC | <8606> <GODDARD> <345> | San Patricio | COASTAL | 2028-12-01 | MWH | OT | 104.56 | 49 | Battery storage (BTS/net lease facility) ¦ 105 MW ¦ COD 2028 (near-term) ¦ Has interconnection agreement
28INR0134 | Salt-Lick Storage | SS Completed, FIS Started, No IA | Salt-Lick Storage, LLC | 11198 Elcor_8 138 KV | Culberson | WEST | 2028-06-01 | OTH | BA | 155.3 | 49 | Battery storage (BTS/net lease facility) ¦ 155 MW ¦ COD 2028 (near-term) ¦ Has interconnection agreement
26INR0254 | Goldfinch Storage | SS Completed, FIS Started, No IA | BT DJ4M Solar, LLC | Tap Connection Bus 2485 Poetry Switch – 3223 Shamburger Switch | Van Zandt | NORTH | 2028-03-18 | OTH | BA | 100.44 | 49 | Battery storage (BTS/net lease facility) ¦ 100 MW ¦ COD 2028 (near-term) ¦ Has interconnection agreement
26INR0302 | Carolina Storage Young County | SS Completed, FIS Started, No IA | CSE Storage, LLC | TAP 138 KV BUS AND CREAT NEW BUS BETWEEN MURRAY (792) AND GRAHAM SES (1431) COUNTY : YOUNG | Young | WEST | 2028-08-01 | OTH | BA | 104.5 | 49 | Battery storage (BTS/net lease facility) ¦ 104 MW ¦ COD 2028 (near-term) ¦ Has interconnection agreement
26INR0287 | Firebird BESS | SS Completed, FIS Started, No IA | TX BESS 6, LLC | Tap 138kV #1099 Southwestern Portland Tap - #1052 Rexall | Ector | WEST | 2028-08-28 | OTH | BA | 102.65 | 49 | Battery storage (BTS/net lease facility) ¦ 103 MW ¦ COD 2028 (near-term) ¦ Has interconnection agreement
26INR0291 | Cold Creek Storage 2 | SS Completed, FIS Started, IA | Cold Creek Solar LLC | Tap 345kV line Big Hill (#76003) - Twin Buttes (#76009) | Schleicher | WEST | 2028-05-28 | OTH | BA | 174.24 | 49 | Battery storage (BTS/net lease facility) ¦ 174 MW ¦ COD 2028 (near-term) ¦ Has interconnection agreement
23INR0462 | Palladium Storage | SS Completed, FIS Started, No IA | Palladium Energy Storage LLC | Tap 138 kV 8656 Luna - 8033 Pantera | Hidalgo | SOUTH | 2028-06-30 | OTH | BA | 152 | 49 | Battery storage (BTS/net lease facility) ¦ 152 MW ¦ COD 2028 (near-term) ¦ Has interconnection agreement
23INR0478 | Rhoda Storage | SS Completed, FIS Started, No IA | Milam Energy, LLC | Tap 138kV 32 Robertson - 64 Milano | Milam | SOUTH | 2028-04-07 | OTH | BA | 141.23 | 49 | Battery storage (BTS/net lease facility) ¦ 141 MW ¦ COD 2028 (near-term) ¦ Has interconnection agreement
29INR0123 | Firefly Fields Storage | SS Completed, FIS Started, No IA | Firefly Fields Energy Center LLC | Tap 138 kV 57640 Rock Island to 7258 Glidden | Colorado | SOUTH | 2028-09-30 | OTH | BA | 156.52 | 49 | Battery storage (BTS/net lease facility) ¦ 157 MW ¦ COD 2028 (near-term) ¦ Has interconnection agreement
26INR0273 | Momentum Hazy Jane BESS | SS Completed, FIS Started, No IA | MOMENTUM HAZY JANE, LLC | Tap 138kV 1102 Judkins - 1110 Edward | Ector | WEST | 2028-02-26 | OTH | BA | 125.5 | 49 | Battery storage (BTS/net lease facility) ¦ 126 MW ¦ COD 2028 (near-term) ¦ Has interconnection agreement
27INR0333 | White Wing Storage | SS Completed, FIS Started, No IA | White Wing Solar, LLC | Tap 345 kV (#60504) Tesla - (#6111) Riley | Wilbarger | WEST | 2028-07-01 | OTH | BA | 130.4 | 49 | Battery storage (BTS/net lease facility) ¦ 130 MW ¦ COD 2028 (near-term) ¦ Has interconnection agreement
27INR0323 | Prairie Blossom Storage | SS Completed, FIS Started, No IA | Prairie Blossom Storage, LLC | 1322 Big Spring 138kV | Howard | WEST | 2028-09-21 | OTH | BA | 122.5 | 49 | Battery storage (BTS/net lease facility) ¦ 122 MW ¦ COD 2028 (near-term) ¦ Has interconnection agreement
27INR0317 | Edgewood BESS 1 | SS Completed, FIS Started, No IA | Tempus Power management LLC | Tap Edgewood 138kV bus(3181) to CANTNSW_8 (3174) | Van Zandt | NORTH | 2028-03-01 | OTH | BA | 102.1 | 49 | Battery storage (BTS/net lease facility) ¦ 102 MW ¦ COD 2028 (near-term) ¦ Has interconnection agreement
23INR0312 | Hofbrau BESS | SS Completed, FIS Started, No IA | Momentum Hofbrau LLC | 6442 Redcreek 138kV | Tom Green | WEST | 2028-07-01 | OTH | BA | 180.72 | 49 | Battery storage (BTS/net lease facility) ¦ 181 MW ¦ COD 2028 (near-term) ¦ Has interconnection agreement
28INR0080 | Turtle Rock Storage | SS Completed, FIS Started, No IA | Turtle Rock Energy Center, LLC | Tap 138 kV 13501 Clayhill to 13681 Reed | Freestone | NORTH | 2028-07-02 | OTH | BA | 135.59 | 49 | Battery storage (BTS/net lease facility) ¦ 136 MW ¦ COD 2028 (near-term) ¦ Has interconnection agreement
23INR0456 | Bronze Quinta Storage | SS Completed, FIS Started, No IA | KCE TX 28, LLC | S_MCALLN 8371 (S. McAllen 138kV Substation) | Hidalgo | SOUTH | 2028-01-01 | OTH | BA | 103.51 | 49 | Battery storage (BTS/net lease facility) ¦ 104 MW ¦ COD 2028 (near-term) ¦ Has interconnection agreement
27INR0208 | Sugarloaf BESS | SS Completed, FIS Started, No IA | Sugarloaf Clean Energy LLC | (#80481) PILONCIL4 138KV | Dimmit | SOUTH | 2028-01-31 | OTH | BA | 100.6 | 49 | Battery storage (BTS/net lease facility) ¦ 101 MW ¦ COD 2028 (near-term) ¦ Has interconnection agreement
25INR0061 | Argenta Storage | SS Completed, FIS Started, IA | Charter Oak Storage, LLC | Tap 345kV 8689 Tango - 8606 Goddard | Bee | SOUTH | 2028-06-30 | OTH | BA | 192 | 49 | Battery storage (BTS/net lease facility) ¦ 192 MW ¦ COD 2028 (near-term) ¦ Has interconnection agreement
29INR0152 | Ranger BESS | SS Completed, FIS Started, No IA | Nova Clean Energy LLC | SSWG Bus name: CSTROVILESB8 , Bus# : 5804 Planning Bus long name: CSTROVILESB8, 138 kV | Medina | SOUTH | 2028-04-29 | OTH | BA | 155.2 | 49 | Battery storage (BTS/net lease facility) ¦ 155 MW ¦ COD 2028 (near-term) ¦ Has interconnection agreement
24INR0419 | High Plains Storage | SS Completed, FIS Started, No IA | ROBP Holdings, LLC | 45880 Hockley 138kV | Harris | HOUSTON | 2028-05-30 | OTH | BA | 157.7 | 49 | Battery storage (BTS/net lease facility) ¦ 158 MW ¦ COD 2028 (near-term) ¦ Has interconnection agreement
27INR0220 | Galaxy Storage | SS Completed, FIS Started, No IA | Galaxy Solar, LLC | Stainback Switch (bus #2217) - Elrod Switch (bus #3159) | Ellis | NORTH | 2028-10-30 | OTH | BA | 155 | 49 | Battery storage (BTS/net lease facility) ¦ 155 MW ¦ COD 2028 (near-term) ¦ Has interconnection agreement
27INR0187 | Silver Dollar Storage | SS Completed, FIS Started, No IA | Silver Dollar Solar Project, LLC | Tap 345 kV Big Brown 3380 to Navarro 68091 ckt#2 | Freestone | NORTH | 2028-04-28 | OTH | BA | 153.1 | 49 | Battery storage (BTS/net lease facility) ¦ 153 MW ¦ COD 2028 (near-term) ¦ Has interconnection agreement
28INR0094 | Pham BESS | SS Completed, FIS Started, No IA | ASB1, LLC | Tap 138kV 3281 TENNCLNY_8 - 3499 BLACKFTAP_8 | Anderson | NORTH | 2028-04-17 | OTH | BA | 132.98 | 49 | Battery storage (BTS/net lease facility) ¦ 133 MW ¦ COD 2028 (near-term) ¦ Has interconnection agreement
28INR0116 | Salazar BESS | SS Completed, FIS Started, No IA | Salazar Energy Storage LLC | 2068 Rosen Heights 138kV | Tarrant | NORTH | 2028-07-11 | OTH | BA | 127.82 | 49 | Battery storage (BTS/net lease facility) ¦ 128 MW ¦ COD 2028 (near-term) ¦ Has interconnection agreement
24INR0494 | Hana Springs BESS | SS Completed, FIS Started, No IA | Black Mountain Energy Storage II LLC | 7064 LAMPASAS 138KV | Lampasas | NORTH | 2028-05-15 | OTH | BA | 100.8 | 49 | Battery storage (BTS/net lease facility) ¦ 101 MW ¦ COD 2028 (near-term) ¦ Has interconnection agreement
24INR0530 | Southside Energy | SS Completed, FIS Started, No IA | Southside Energy, LLC | Tap 138kV 42960 Mustang Bayou - 42100 HUDSON ckt 4 | Brazoria | COASTAL | 2028-12-31 | OTH | BA | 101.2 | 49 | Battery storage (BTS/net lease facility) ¦ 101 MW ¦ COD 2028 (near-term) ¦ Has interconnection agreement
24INR0544 | Wetzel BESS | SS Completed, FIS Started, No IA | Brown ESS, LLC | Tap 138kV 1654 Zephyr – 1655 Brownwood Switch | Brown | NORTH | 2028-09-09 | OTH | BA | 185.57 | 49 | Battery storage (BTS/net lease facility) ¦ 186 MW ¦ COD 2028 (near-term) ¦ Has interconnection agreement
28INR0253 | Stonewall BESS | SS Completed, FIS Started, No IA | Stonewall ESS, LLC | tap 138kV 6150 SPUR4A - 6158 ASPM4A | Stonewall | WEST | 2028-12-29 | OTH | BA | 135 | 49 | Battery storage (BTS/net lease facility) ¦ 135 MW ¦ COD 2028 (near-term) ¦ Has interconnection agreement
23INR0163 | Ringtail Ridge Storage | SS Completed, FIS Started, No IA | KCE TX 26, LLC | 7150 Kendall 138kV | Kendall | SOUTH | 2028-05-23 | OTH | BA | 100.57 | 49 | Battery storage (BTS/net lease facility) ¦ 101 MW ¦ COD 2028 (near-term) ¦ Has interconnection agreement
28INR0341 | Bastion BESS | SS Completed, FIS Started, No IA | BESS BASTION LLC | Blessing Substation 138 kV (ID 8121) | Matagorda | COASTAL | 2028-11-01 | OTH | BA | 154.3 | 49 | Battery storage (BTS/net lease facility) ¦ 154 MW ¦ COD 2028 (near-term) ¦ Has interconnection agreement
25INR0545 | Blue Creek Energy Storage | SS Completed, FIS Started, No IA | Blue Creek Energy Storage, LLC | Tap 138kV 42985 DYANN_POI8 - 43190 S_LANE_B138 Ckt 60 | Wharton | SOUTH | 2028-12-31 | OTH | BA | 101.2 | 49 | Battery storage (BTS/net lease facility) ¦ 101 MW ¦ COD 2028 (near-term) ¦ Has interconnection agreement
26INR0506 | Momentum Bock | SS Completed, FIS Started, No IA | Momentum Bock, LLC | 1771 LAMAR BLOSSOM 138kV | Lamar | NORTH | 2028-04-20 | OTH | BA | 125.38 | 49 | Battery storage (BTS/net lease facility) ¦ 125 MW ¦ COD 2028 (near-term) ¦ Has interconnection agreement
28INR0254 | Summerhill BESS | SS Completed, FIS Started, No IA | Taylor ESS, LLC | Tap 138kv 6228 ABNTHWST4A - 6288 MULBERRY4D | Taylor | WEST | 2028-12-15 | OTH | BA | 143 | 49 | Battery storage (BTS/net lease facility) ¦ 143 MW ¦ COD 2028 (near-term) ¦ Has interconnection agreement
25INR0693 | Leon BESS | SS Completed, FIS Started, No IA | Leon BESS | Tab 138kv 3355 Grapeland_Magnolia - 3357 Pleasant_Springs. | Houston | NORTH | 2028-02-16 | OTH | BA | 153.7 | 49 | Battery storage (BTS/net lease facility) ¦ 154 MW ¦ COD 2028 (near-term) ¦ Has interconnection agreement
26INR0501 | Rolling Plains BESS | SS Completed, FIS Started, No IA | Haskell County BESS LLC | 6104 SMOKY HILL 345kV | Haskell | WEST | 2028-06-30 | OTH | BA | 120 | 49 | Battery storage (BTS/net lease facility) ¦ 120 MW ¦ COD 2028 (near-term) ¦ Has interconnection agreement
26INR0602 | Damia Storage | SS Completed, FIS Started, No IA | Damia Solar, LLC | Tap 138kV 6317 Cisco - 3545 MTNBRANCH_8 | Eastland | NORTH | 2028-07-01 | OTH | BA | 153 | 49 | Battery storage (BTS/net lease facility) ¦ 153 MW ¦ COD 2028 (near-term) ¦ Has interconnection agreement
25INR0396 | Stewart Grady BESS | SS Completed, FIS Started, No IA | Grady BESS | Tap 138kV 11368 Expanse Switch – 23841 Sale Ranch | Martin | WEST | 2028-04-19 | OTH | BA | 150.5 | 49 | Battery storage (BTS/net lease facility) ¦ 150 MW ¦ COD 2028 (near-term) ¦ Has interconnection agreement
26INR0455 | Dove Creek Storage | SS Completed, FIS Started, No IA | Dove Creek Solar, LLC | Tap at Big Hill - Twin Buttes 345 kV line (76003 / 76009) | Tom Green | WEST | 2028-07-01 | OTH | BA | 162.5 | 49 | Battery storage (BTS/net lease facility) ¦ 162 MW ¦ COD 2028 (near-term) ¦ Has interconnection agreement
27INR0456 | Yellow Leaf BESS | SS Completed, FIS Started, No IA | Lightsource Renewable Energy Development LLC | Tap 138kV Crandall (#2727) – Kaufman Northwest (#2724) | Kaufman | NORTH | 2028-09-25 | OTH | BA | 103.1 | 49 | Battery storage (BTS/net lease facility) ¦ 103 MW ¦ COD 2028 (near-term) ¦ Has interconnection agreement
26INR0083 | Zeppelin Energy Storage | SS Completed, FIS Started, No IA | ZEPPELIN ENERGY STORAGE LLC | 6464 San Angelo North | Tom Green | WEST | 2028-05-31 | OTH | BA | 163.93 | 49 | Battery storage (BTS/net lease facility) ¦ 164 MW ¦ COD 2028 (near-term) ¦ Has interconnection agreement
25INR0455 | John Bull BESS | SS Completed, FIS Started, No IA | BRP BLUE TOPAZ 13, LLC | 8482 WEIL TRC4A 138kV | Nueces | COASTAL | 2028-04-16 | OTH | BA | 147.42 | 49 | Battery storage (BTS/net lease facility) ¦ 147 MW ¦ COD 2028 (near-term) ¦ Has interconnection agreement
25INR0666 | GIBSON BRANCH BESS | SS Completed, FIS Started, No IA | Gibson Branch BESS LLC | 7064 Lampasas Substation 138kV | Lampasas | NORTH | 2028-01-15 | OTH | BA | 142.9 | 49 | Battery storage (BTS/net lease facility) ¦ 143 MW ¦ COD 2028 (near-term) ¦ Has interconnection agreement
27INR0285 | Rain Lily Storage 1 | SS Completed, FIS Started, No IA | Rain Lily Storage One, LLC | Tap 138kV #350 ABBYBEND - #363 HOOD | Hood | NORTH | 2028-10-15 | OTH | BA | 105.6 | 49 | Battery storage (BTS/net lease facility) ¦ 106 MW ¦ COD 2028 (near-term) ¦ Has interconnection agreement
25INR0489 | Ranchero BESS | SS Completed, FIS Started, No IA | Ranchero Battery Facility, LLC | 7053 Noelke 345 kV | Crockett | WEST | 2028-04-30 | OTH | BA | 150 | 49 | Battery storage (BTS/net lease facility) ¦ 150 MW ¦ COD 2028 (near-term) ¦ Has interconnection agreement
25INR0552 | HarryoungBESS | SS Completed, FIS Started, No IA | Gransolar Texas Four LLC | 8319 Rio Hondo sub 138kV | Cameron | COASTAL | 2028-05-15 | OTH | BA | 190.01 | 49 | Battery storage (BTS/net lease facility) ¦ 190 MW ¦ COD 2028 (near-term) ¦ Has interconnection agreement
26INR0402 | HILLBORO BESS | SS Completed, FIS Started, No IA | Abei Energy Green XI LLC | TAP 138 kV 3522 HILLBORO1_8 - 234 CHATT | Hill | NORTH | 2028-09-21 | OTH | BA | 127.29 | 49 | Battery storage (BTS/net lease facility) ¦ 127 MW ¦ COD 2028 (near-term) ¦ Has interconnection agreement
27INR0413 | Edgewood BESS 2 | SS Completed, FIS Started, No IA | Tempus Power management LLC | Tap Edgewood 138kV bus(3181) to 3174 | Van Zandt | NORTH | 2028-03-01 | OTH | BA | 102.1 | 49 | Battery storage (BTS/net lease facility) ¦ 102 MW ¦ COD 2028 (near-term) ¦ Has interconnection agreement
26INR0429 | Post Trail Energy | SS Completed, FIS Started, No IA | Post Trail Energy, LLC | Tap 138kV Conoco 8138 - Black Cat 80124 | Matagorda | COASTAL | 2028-10-16 | OTH | BA | 103.5 | 49 | Battery storage (BTS/net lease facility) ¦ 104 MW ¦ COD 2028 (near-term) ¦ Has interconnection agreement
28INR0199 | Winters Glow Storage | SS Completed, FIS Started, No IA | Winters Glow Storage, LLC | tap 345kV 1444 BROWN SWITCH - 11406 CENTRAL BLUFF | Runnels | WEST | 2028-09-19 | OTH | BA | 155.2 | 49 | Battery storage (BTS/net lease facility) ¦ 155 MW ¦ COD 2028 (near-term) ¦ Has interconnection agreement
28INR0189 | Green Ocelot Storage | SS Completed, FIS Started, No IA | Ocelot Solar LLC | Tap 345kV 80076 Ajo 80076 - 8601 Cebolla | Kenedy | COASTAL | 2028-11-17 | OTH | BA | 178.5 | 49 | Battery storage (BTS/net lease facility) ¦ 178 MW ¦ COD 2028 (near-term) ¦ Has interconnection agreement
27INR0029 | Short Creek BESS | SS Completed, FIS Started, No IA | Wichita Solar I, LLC | Tap 345kV 6101 Riley - 1425 Fisher Road Switch Ckt 1 | Wichita | WEST | 2028-07-01 | OTH | BA | 155.66 | 49 | Battery storage (BTS/net lease facility) ¦ 156 MW ¦ COD 2028 (near-term) ¦ Has interconnection agreement
25INR0376 | Hawkins BESS | SS Completed, FIS Started, No IA | BRP BLUE TOPAZ 7, LLC | 85005 ELGATO4A 138 kV | Hidalgo | SOUTH | 2028-01-16 | OTH | BA | 150.43 | 49 | Battery storage (BTS/net lease facility) ¦ 150 MW ¦ COD 2028 (near-term) ¦ Has interconnection agreement
27INR0364 | Cashel BESS | SS Completed, FIS Started, No IA | TIPPSOL LLC | 6500 Live Oak AEP 138kV | Schleicher | WEST | 2028-03-15 | OTH | BA | 150.44 | 49 | Battery storage (BTS/net lease facility) ¦ 150 MW ¦ COD 2028 (near-term) ¦ Has interconnection agreement
28INR0459 | Kilby1 Part 4 Large Block Simple Cycle | SS Completed, FIS Started, No IA | Energy Forge One LLC | Tap 345KV 11098 SLKSW – 60404 SOLSTICE Ckt 1 & Ckt 2 | Reeves | WEST | 2028-04-20 | GAS | GT | 950 | 49 | Gas turbine (peaker plant) ¦ 950 MW (large) ¦ COD 2028 (near-term) ¦ Has interconnection agreement
25INR0239 | Big Five Storage | SS Completed, FIS Started, No IA | TX BESS 3 LLC | Tap 138kV (5784) Redgtss - (8380) Nedina | Hidalgo | SOUTH | 2028-01-15 | OTH | BA | 102.18 | 49 | Battery storage (BTS/net lease facility) ¦ 102 MW ¦ COD 2028 (near-term) ¦ Has interconnection agreement
29INR0057 | Palomino Storage | SS Completed, FIS Started, No IA | Palomino Renewables | Tap 345kV 1695 Monticello - 1697 Sulphur Springs | Hopkins | NORTH | 2028-12-31 | OTH | BA | 152.5 | 49 | Battery storage (BTS/net lease facility) ¦ 152 MW ¦ COD 2028 (near-term) ¦ Has interconnection agreement
26INR0489 | Seven Springs Storage | SS Completed, FIS Started, No IA | Hancock Reservoir, LLC | Tap 7061 Copperas Cove to 7260 Kempner 138 kV | Lampasas | NORTH | 2028-05-16 | OTH | BA | 170.51 | 49 | Battery storage (BTS/net lease facility) ¦ 171 MW ¦ COD 2028 (near-term) ¦ Has interconnection agreement
26INR0469 | Roxton Storage | SS Completed, FIS Started, No IA | Roxton Solar, LLC | Tap 138 KV Bois Pump (1835) - Brookston (1833) | Lamar | NORTH | 2028-02-18 | OTH | BA | 102 | 49 | Battery storage (BTS/net lease facility) ¦ 102 MW ¦ COD 2028 (near-term) ¦ Has interconnection agreement
23INR0200 | Paradiso BESS | SS Completed, FIS Started, IA | VESI 13 | 8203 Pleasanton 138kV | Atascosa | SOUTH | 2028-03-15 | OTH | BA | 100.92 | 49 | Battery storage (BTS/net lease facility) ¦ 101 MW ¦ COD 2028 (near-term) ¦ Has interconnection agreement
26INR0559 | Georgia-Lynn BESS | SS Completed, FIS Started, No IA | Georgia Lynn BESS LLC | 80064 CHOCBAYU4A 138 kV | Victoria | SOUTH | 2028-02-20 | OTH | BA | 108.7 | 49 | Battery storage (BTS/net lease facility) ¦ 109 MW ¦ COD 2028 (near-term) ¦ Has interconnection agreement
28INR0247 | Eligius BESS | SS Completed, FIS Started, No IA | Eligius Storage LLC | tap 138kV Liston (#8394) – JL Bates (#8392) line, AEP | Hidalgo | SOUTH | 2028-11-28 | OTH | BA | 174.66 | 49 | Battery storage (BTS/net lease facility) ¦ 175 MW ¦ COD 2028 (near-term) ¦ Has interconnection agreement
28INR0241 | Dahlia BESS | SS Started, FIS Started, No IA | Dahlia Energy Storage LLC | Tap 138 kV 5723 Los Angeles - 5705 Fowlerton | La Salle | SOUTH | 2028-07-02 | OTH | BA | 102.77 | 49 | Battery storage (BTS/net lease facility) ¦ 103 MW ¦ COD 2028 (near-term) ¦ Has interconnection agreement
25INR0419 | Marengo BESS | SS Completed, FIS Started, No IA | BRP BLUE TOPAZ 8, LLC | 8640 Kelvin Station 138kV (AEP) | Cameron | COASTAL | 2028-05-15 | OTH | BA | 120.72 | 49 | Battery storage (BTS/net lease facility) ¦ 121 MW ¦ COD 2028 (near-term) ¦ Has interconnection agreement
26INR0428 | Diamond Cowboy Storage | SS Completed, FIS Started, No IA | Diamond B Storage, LLC | Tap 345kV 8249 Angstrom - 8624 Grissom | San Patricio | COASTAL | 2028-10-16 | OTH | BA | 103.5 | 49 | Battery storage (BTS/net lease facility) ¦ 104 MW ¦ COD 2028 (near-term) ¦ Has interconnection agreement
26INR0420 | Whitetail BESS | SS Completed, FIS Started, No IA | Hunt Energy Network, LLC | #23846 SALTMN_SU8 138kV | Mitchell | WEST | 2028-03-10 | OTH | BA | 180 | 49 | Battery storage (BTS/net lease facility) ¦ 180 MW ¦ COD 2028 (near-term) ¦ Has interconnection agreement
27INR0414 | Diamond Sage BESS 1 | SS Completed, FIS Started, No IA | DGC Renewables, LLC | tap 345kV 80219 LOBO7A - 5709 FOWLERTONSW5 CKT2 | Webb | SOUTH | 2028-10-01 | OTH | BA | 100.14 | 49 | Battery storage (BTS/net lease facility) ¦ 100 MW ¦ COD 2028 (near-term) ¦ Has interconnection agreement
27INR0437 | Hondo Arroyo Storage | SS Completed, FIS Started, No IA | Hondo Creek Solar, LLC | Tap 138 kV 5225 Hondo - 5813 Pearson | Medina | SOUTH | 2028-07-01 | OTH | BA | 100.7 | 49 | Battery storage (BTS/net lease facility) ¦ 101 MW ¦ COD 2028 (near-term) ¦ Has interconnection agreement
26INR0084 | Amerada Storage | SS Completed, FIS Started, No IA | Amerada Solar, LLC | Tap 345kV 3133 RICHLND2_5 - 3381 BIGBRNW_5 | Freestone | NORTH | 2028-07-21 | OTH | BA | 150.78 | 49 | Battery storage (BTS/net lease facility) ¦ 151 MW ¦ COD 2028 (near-term) ¦ Has interconnection agreement
28INR0191 | San Gabriel Storage | SS Completed, FIS Started, No IA | San Gabriel Solar LLC | Tap 138 kV 3750 Vosslake - 3749 Buckholts | Milam | SOUTH | 2028-07-01 | OTH | BA | 127.5 | 49 | Battery storage (BTS/net lease facility) ¦ 128 MW ¦ COD 2028 (near-term) ¦ Has interconnection agreement
26INR0496 | Hardeman BESS | SS Completed, FIS Started, No IA | Quanah BESS LLC | 6050 PAUL 138kV | Hardeman | WEST | 2028-06-30 | OTH | BA | 104 | 49 | Battery storage (BTS/net lease facility) ¦ 104 MW ¦ COD 2028 (near-term) ¦ Has interconnection agreement
28INR0261 | Rio Vista Storage | SS Completed, FIS Started, No IA | Rio Vista Storage, LLC | Tap 138kV #60393 Pigcreek4A – #60385 Solstice4A | Pecos | WEST | 2028-10-16 | OTH | BA | 103.37 | 49 | Battery storage (BTS/net lease facility) ¦ 103 MW ¦ COD 2028 (near-term) ¦ Has interconnection agreement
24INR0087 | Pisgah Ridge Storage 3 | SS Completed, FIS Started, No IA | Pisgah Ridge 3, LLC | Tap 345kV 68091 Navarro - 46020 Limestone | Navarro | NORTH | 2028-12-01 | OTH | BA | 101.36 | 49 | Battery storage (BTS/net lease facility) ¦ 101 MW ¦ COD 2028 (near-term) ¦ Has interconnection agreement
26INR0391 | Jumping Cactus Storage | SS Completed, FIS Started, No IA | Dove Run Solar Project, LLC | 138 kV Zenaida Bus# 80043 | Duval | SOUTH | 2028-10-15 | OTH | BA | 125.37 | 49 | Battery storage (BTS/net lease facility) ¦ 125 MW ¦ COD 2028 (near-term) ¦ Has interconnection agreement
27INR0149 | Diablo Campo Storage | SS Completed, FIS Started, No IA | Diablo Campo Energy Center, LLC | The Coleto Greek (#8164) to Pawnee Switching Station (#5725) ; LCRA | Goliad | SOUTH | 2029-09-30 | OTH | BA | 313.54 | 48 | Battery storage (BTS/net lease facility) ¦ 314 MW (mid-size) ¦ COD 2029 (mid-term) ¦ Has interconnection agreement
28INR0118 | Copperleaf Energy Storage | SS Completed, FIS Started, No IA | Copperleaf Energy Storage, LLC | Tap 345kV Fisher Road Switch (#1425) – Riley (#6101) | Wichita | WEST | 2029-04-18 | OTH | BA | 306.58 | 48 | Battery storage (BTS/net lease facility) ¦ 307 MW (mid-size) ¦ COD 2029 (mid-term) ¦ Has interconnection agreement
29INR0280 | Tierra Loma Storage | SS Started, FIS Started, No IA | Tierra Loma Solar, LLC | Tap 345 kV #18668 ROCK DRAW - #76000 NORTH MCCAMEY ckt 1 | Crane | WEST | 2029-09-01 | OTH | BA | 200 | 48 | Battery storage (BTS/net lease facility) ¦ 200 MW (mid-size) ¦ COD 2029 (mid-term) ¦ Has interconnection agreement
27INR0222 | Fierce River BESS | SS Completed, FIS Started, No IA | Rio Grande Solar LLC | Tapping the 345 kV Line from Del Sol (Bus# 80355) to Frontera (Bus# 80119) ckt 1 | Starr | SOUTH | 2029-02-22 | OTH | BA | 284.49 | 48 | Battery storage (BTS/net lease facility) ¦ 284 MW (mid-size) ¦ COD 2029 (mid-term) ¦ Has interconnection agreement
27INR0297 | Tolivar Power Plant (TEF- Due Diligence) | SS Completed, FIS Completed, IA | Pecos Power Plant, LLC | Tap 138 KV 38045 IH20-38043 COWPEN | Reeves | WEST | 2027-05-06 | GAS | IC | 224.5 | 48 | Gas internal combustion ¦ 224 MW (mid-size) ¦ COD 2027 (imminent - land deals NOW) ¦ IA signed + FIS complete (most advanced)
27INR0245 | Pez Rojo BESS | SS Completed, FIS Started, No IA | Pez Rojo BESS, LLC | Tap 138 kV #40260 Chamon - #40912 King | Harris | HOUSTON | 2029-02-01 | OTH | BA | 217.23 | 48 | Battery storage (BTS/net lease facility) ¦ 217 MW (mid-size) ¦ COD 2029 (mid-term) ¦ Has interconnection agreement
28INR0095 | Starlit Pasture Storage | SS Completed, FIS Started, No IA | Starlit Pasture Energy Center, LLC | 7574 Chappell Hill 138 KV | Washington | SOUTH | 2029-09-30 | OTH | BA | 208.8 | 48 | Battery storage (BTS/net lease facility) ¦ 209 MW (mid-size) ¦ COD 2029 (mid-term) ¦ Has interconnection agreement
29INR0245 | Texas Deepwater BESS | SS Started, FIS Started, No IA | TDWP Partners LLC | #40881 Parkes Substation 138 kV | Harris | HOUSTON | 2029-03-05 | OTH | BA | 313.29 | 48 | Battery storage (BTS/net lease facility) ¦ 313 MW (mid-size) ¦ COD 2029 (mid-term) ¦ Has interconnection agreement
29INR0249 | Lightcycle Energy Storage | SS Started, FIS Started, No IA | Lightcycle Energy Storage LLC | 9042 Winchester 345 kV | Fayette | SOUTH | 2029-05-01 | OTH | BA | 409.69 | 48 | Battery storage (BTS/net lease facility) ¦ 410 MW (mid-size) ¦ COD 2029 (mid-term) ¦ Has interconnection agreement
29INR0250 | Slash Pine Storage | SS Started, FIS Started, No IA | EG Slash Pine LLC | Duck cove Substation (2465) | Kaufman | NORTH | 2029-12-18 | OTH | BA | 206.38 | 48 | Battery storage (BTS/net lease facility) ¦ 206 MW (mid-size) ¦ COD 2029 (mid-term) ¦ Has interconnection agreement
29INR0267 | Enfinity White Oak BESS | SS Started, FIS Started, No IA | EG White Oak LLC | Tap 138kV Key (1307) to 138kV Gail (1308) | Borden | WEST | 2029-12-18 | OTH | BA | 207.96 | 48 | Battery storage (BTS/net lease facility) ¦ 208 MW (mid-size) ¦ COD 2029 (mid-term) ¦ Has interconnection agreement
29INR0227 | San Patricio Energy Center BESS | SS Started, FIS Started, No IA | Ferrovial Energy US 1 | 8606 Goddard 345kV | San Patricio | COASTAL | 2029-03-31 | OTH | BA | 300.84 | 48 | Battery storage (BTS/net lease facility) ¦ 301 MW (mid-size) ¦ COD 2029 (mid-term) ¦ Has interconnection agreement
29INR0222 | Paint Brush BESS1 | SS Started, FIS Started, No IA | Renew Development HoldCo LLC | Tap 345 1444 Brown Switch – 60040 Bluff Creek Switch | Coleman | WEST | 2029-12-31 | OTH | BA | 201.31 | 48 | Battery storage (BTS/net lease facility) ¦ 201 MW (mid-size) ¦ COD 2029 (mid-term) ¦ Has interconnection agreement
29INR0211 | Enfinity Juniper Storage | SS Started, FIS Started, No IA | EG Juniper LLC | Hickory Forest (7225) | Guadalupe | SOUTH | 2029-12-18 | OTH | BA | 261.08 | 48 | Battery storage (BTS/net lease facility) ¦ 261 MW (mid-size) ¦ COD 2029 (mid-term) ¦ Has interconnection agreement
29INR0207 | Alila BESS II | SS Started, FIS Started, No IA | Electra Energy Project, LLC | 8249 Angstrom 345kV | San Patricio | COASTAL | 2029-01-25 | OTH | BA | 205.71 | 48 | Battery storage (BTS/net lease facility) ¦ 206 MW (mid-size) ¦ COD 2029 (mid-term) ¦ Has interconnection agreement
27INR0091 | Oak Tree Energy Storage | SS Completed, FIS Started, No IA | Live Oak Energy Storage, LLC | Tap Shaula (#5380) – South Texas (#5915) | Lavaca | SOUTH | 2029-08-01 | OTH | BA | 310.2 | 48 | Battery storage (BTS/net lease facility) ¦ 310 MW (mid-size) ¦ COD 2029 (mid-term) ¦ Has interconnection agreement
27INR0095 | Bulldog Power (TEF - Due Diligence) | SS Completed, FIS Started, No IA | Bulldog Power LLC | 39703 TNMP FM524 Substation 138kV | Brazoria | COASTAL | 2027-12-18 | GAS | GT | 311 | 48 | Gas turbine (peaker plant) ¦ 311 MW (mid-size) ¦ COD 2027 (imminent - land deals NOW) ¦ Has interconnection agreement
28INR0166 | Brookesmith Storage | SS Completed, FIS Started, No IA | Brookesmith Storage LLC | Tap Brown Switch #1444 – Russell Gap Switch #3348 | Brown | NORTH | 2029-05-07 | OTH | BA | 351 | 48 | Battery storage (BTS/net lease facility) ¦ 351 MW (mid-size) ¦ COD 2029 (mid-term) ¦ Has interconnection agreement
28INR0157 | Axtell BESS | SS Completed, FIS Started, No IA | Axtell BESS LLC | #13401 Tiger Creek Switch 345kV | McLennan | NORTH | 2029-04-16 | OTH | BA | 306.94 | 48 | Battery storage (BTS/net lease facility) ¦ 307 MW (mid-size) ¦ COD 2029 (mid-term) ¦ Has interconnection agreement
28INR0029 | Old Fiddler Energy Storage | SS Completed, FIS Started, No IA | Old Fiddler Energy Storage LLC | 3233 Foggle Switch 138 kV | Henderson | NORTH | 2029-04-16 | OTH | BA | 224.55 | 48 | Battery storage (BTS/net lease facility) ¦ 225 MW (mid-size) ¦ COD 2029 (mid-term) ¦ Has interconnection agreement
27INR0327 | Sunflower Valley Storage | SS Completed, FIS Started, No IA | Sunflower Valley Storage, LLC | 1414 Champion Creek Substation 345 kV | Mitchell | WEST | 2029-04-17 | OTH | BA | 205.7 | 48 | Battery storage (BTS/net lease facility) ¦ 206 MW (mid-size) ¦ COD 2029 (mid-term) ¦ Has interconnection agreement
26INR0363 | Saint Charles Energy Storage | SS Completed, FIS Started, No IA | RSN STORAGE 001, LLC | TAP 138kV 3345 FLATBRA_8 - 3351 JIM_ENG_8 | Houston | NORTH | 2029-04-16 | OTH | BA | 202.7 | 48 | Battery storage (BTS/net lease facility) ¦ 203 MW (mid-size) ¦ COD 2029 (mid-term) ¦ Has interconnection agreement
29INR0119 | Simsboro Storage | SS Completed, FIS Started, No IA | Simsboro Storage LLC | Tap Outlaw (3386) – Limestone (46020) | Freestone | NORTH | 2029-03-31 | OTH | BA | 301.6 | 48 | Battery storage (BTS/net lease facility) ¦ 302 MW (mid-size) ¦ COD 2029 (mid-term) ¦ Has interconnection agreement
26INR0219 | Mountain Springs BESS | SS Completed, FIS Completed, No IA | Mountain Springs BESS | 704 Mountain Springs 138 kV | Cooke | NORTH | 2029-04-01 | OTH | BA | 150.52 | 48 | Battery storage (BTS/net lease facility) ¦ 151 MW ¦ COD 2029 (mid-term) ¦ IA signed + FIS complete (most advanced)
29INR0164 | Brazos Bend Storage SLF | SS Completed, FIS Started, No IA | Grenergy USA | 345 kV Line (3765) GRISTMILL_5 to (39950) TNTNP_ONE_3 | Milam | SOUTH | 2029-09-17 | OTH | BA | 243 | 48 | Battery storage (BTS/net lease facility) ¦ 243 MW (mid-size) ¦ COD 2029 (mid-term) ¦ Has interconnection agreement
29INR0172 | Sweetheart BESS | SS Completed, FIS Started, No IA | Sweetheart Energy, LLC | Tap 345kV #1430 GRAHAM SES - # 17002 GARVEY ROAD SWITCH | Young | WEST | 2029-02-14 | OTH | BA | 310.16 | 48 | Battery storage (BTS/net lease facility) ¦ 310 MW (mid-size) ¦ COD 2029 (mid-term) ¦ Has interconnection agreement
22INR0387 | Val Vista Grid BESS 1 | SS Completed, FIS Started, IA | Val Vista Grid, LLC | Tap 345kV 8383 North Edinburg - 80137 Stewart Road | Hidalgo | SOUTH | 2029-03-30 | OTH | BA | 209.32 | 48 | Battery storage (BTS/net lease facility) ¦ 209 MW (mid-size) ¦ COD 2029 (mid-term) ¦ Has interconnection agreement
29INR0084 | Jolly Rock Storage Center | SS Completed, FIS Started, No IA | Jolly Rock Storage Center LLC | Tap 138kV 1431 GRAHAM Plant Switch - 11525 Short Grass Circuit 1. | Young | WEST | 2029-05-16 | OTH | BA | 208.57 | 48 | Battery storage (BTS/net lease facility) ¦ 209 MW (mid-size) ¦ COD 2029 (mid-term) ¦ Has interconnection agreement
24INR0410 | NRG Greens Bayou 6 (TEF-Due Diligence) | SS Completed, FIS Completed, IA | NRG Greens Bayou 6 LLC | Position 1/0 PSSE 40710, Greens Bayou Substation, 138 kV | Harris | HOUSTON | 2028-05-01 | GAS | GT | 445 | 48 | Gas turbine (peaker plant) ¦ 445 MW (mid-size) ¦ COD 2028 (near-term) ¦ IA signed + FIS complete (most advanced)
29INR0125 | Apricot Sun Storage | SS Completed, FIS Started, No IA | Apricot Sun Energy Center, LLC | Tap 80079 (Cruce) - 5901 (San Miguel) 345 kV Ckt 1 | Duval | SOUTH | 2029-09-30 | OTH | BA | 200.84 | 48 | Battery storage (BTS/net lease facility) ¦ 201 MW (mid-size) ¦ COD 2029 (mid-term) ¦ Has interconnection agreement
29INR0132 | Caesar Storage | SS Completed, FIS Started, No IA | Caesar Solar, LLC | 59916 Buck Canyon 345 kV | Borden | WEST | 2029-11-26 | OTH | BA | 205.5 | 48 | Battery storage (BTS/net lease facility) ¦ 206 MW (mid-size) ¦ COD 2029 (mid-term) ¦ Has interconnection agreement
23INR0467 | Lavender Storage Project | SS Completed, FIS Started, IA | Lavender Storage Project LLC | Tap 138kV Deely (bus 5110) - Laredo (bus 5255) | Bexar | SOUTH | 2029-09-13 | OTH | BA | 231.9 | 48 | Battery storage (BTS/net lease facility) ¦ 232 MW (mid-size) ¦ COD 2029 (mid-term) ¦ Has interconnection agreement
26INR0194 | Motif BESS II | SS Completed, FIS Started, No IA | Motif Storage, LLC | 7440 Tarpley 138kV | Bandera | SOUTH | 2029-02-19 | OTH | BA | 201.13 | 48 | Battery storage (BTS/net lease facility) ¦ 201 MW (mid-size) ¦ COD 2029 (mid-term) ¦ Has interconnection agreement
24INR0456 | FRIENDSWOOD ENERGY GENCO | SS Completed, FIS Completed, IA | Tejas Power Generation LLC | 47170 H O CLARKE 138KV | Harris | HOUSTON | 2026-03-21 | GAS | GT | 143.7 | 48 | Gas turbine (peaker plant) ¦ 144 MW ¦ COD 2026 (imminent - land deals NOW) ¦ IA signed + FIS complete (most advanced)
23INR0479 | Taormina Storage | SS Completed, FIS Started, IA | Taormina Storage Project LLC | Tap 138kV VH Braunig (5025) to Valley Road 138kV (5465) | Bexar | SOUTH | 2029-05-26 | OTH | BA | 231.86 | 48 | Battery storage (BTS/net lease facility) ¦ 232 MW (mid-size) ¦ COD 2029 (mid-term) ¦ Has interconnection agreement
22INR0332 | Brantley Branch Batt | SS Completed, FIS Started, No IA | Brantley Branch LLC | Mt. Enterprise (Bus # 3116) – Martin Lake 345kv Line (Bus # 3100 | Rusk | NORTH | 2029-02-01 | OTH | BA | 302.35 | 48 | Battery storage (BTS/net lease facility) ¦ 302 MW (mid-size) ¦ COD 2029 (mid-term) ¦ Has interconnection agreement
29INR0065 | Cash Mills Storage Center | SS Completed, FIS Started, No IA | Mills Storage Center | Tap Line between Evant (bus#7068) and Goldthwaite (Bus# 7070) | Mills | NORTH | 2029-06-01 | OTH | BA | 200.66 | 48 | Battery storage (BTS/net lease facility) ¦ 201 MW (mid-size) ¦ COD 2029 (mid-term) ¦ Has interconnection agreement
27INR0363 | Hamlet Storage SLF | SS Completed, FIS Started, No IA | Hamlet Solar, LLC | Tap 138kV #5895 PEARSALL -#5827 MOORE | Frio | SOUTH | 2029-09-04 | OTH | BA | 201 | 48 | Battery storage (BTS/net lease facility) ¦ 201 MW (mid-size) ¦ COD 2029 (mid-term) ¦ Has interconnection agreement
29INR0059 | Brahman Renewables Storage | SS Completed, FIS Started, No IA | Brahman Renewables | Tap Voss Lake switch #3751 – Badger Switch #3761 345 kV | Milam | SOUTH | 2029-05-01 | OTH | BA | 203.1 | 48 | Battery storage (BTS/net lease facility) ¦ 203 MW (mid-size) ¦ COD 2029 (mid-term) ¦ Has interconnection agreement
27INR0120 | Solar Star Bay City Storage | SS Completed, FIS Started, No IA | Solar Star Bay City Storage | Tap 138kV Conoco (#8138) – Black Cat (#80124) | Matagorda | COASTAL | 2029-02-27 | OTH | BA | 206.27 | 48 | Battery storage (BTS/net lease facility) ¦ 206 MW (mid-size) ¦ COD 2029 (mid-term) ¦ Has interconnection agreement
27INR0386 | Straight Spur Storage | SS Completed, FIS Started, No IA | ENGIE IR Holdings LLC | Tap 345kV ClearFork( Bus # 23876) to Gardenale Switch (Bus # 11157) | Andrews | WEST | 2029-04-01 | OTH | BA | 306.2 | 48 | Battery storage (BTS/net lease facility) ¦ 306 MW (mid-size) ¦ COD 2029 (mid-term) ¦ Has interconnection agreement
27INR0396 | Bluewind BESS | SS Completed, FIS Started, No IA | Bluewind Energy Center, LLC | 5713 Oaks Substation 138kV | Atascosa | SOUTH | 2029-07-02 | OTH | BA | 246.5 | 48 | Battery storage (BTS/net lease facility) ¦ 246 MW (mid-size) ¦ COD 2029 (mid-term) ¦ Has interconnection agreement
27INR0572 | Kilby1 Part 1 Small Block Simple Cycle | SS Completed, FIS Started, No IA | Energy Forge One LLC | Tap 345 11098 SLKSW – 60404 SOLSTICE Ckt 1 Tap 345 11098 SLKSW – 60404 SOLSTICE Ckt 2 | Reeves | WEST | 2027-11-04 | GAS | GT | 371 | 48 | Gas turbine (peaker plant) ¦ 371 MW (mid-size) ¦ COD 2027 (imminent - land deals NOW) ¦ Has interconnection agreement
28INR0413 | Tolivar Power Plant Phase 2 | SS Completed, FIS Completed, No IA | Pecos Power Plant, LLC | Tap 138 KV 38055 Saltdraw-38043 COWPEN | Reeves | WEST | 2027-07-30 | GAS | IC | 224.5 | 48 | Gas internal combustion ¦ 224 MW (mid-size) ¦ COD 2027 (imminent - land deals NOW) ¦ IA signed + FIS complete (most advanced)
27INR0109 | Two Barbaras BESS | SS Completed, FIS Started, IA | Two Barbaras BESS | Tap 138 kV Pinehurst (#46240) – Mill Creek (#44850) Line | Montgomery | HOUSTON | 2029-01-04 | OTH | BA | 217.16 | 48 | Battery storage (BTS/net lease facility) ¦ 217 MW (mid-size) ¦ COD 2029 (mid-term) ¦ Has interconnection agreement
28INR0387 | Galaxy Storage 2 | SS Completed, FIS Started, No IA | Galaxy Solar 2, LLC | 3/4-Breaker Ring Bus at 345kV Venus Switch (#1907) BKR 4920 - Navarro Switch (LST) (#68091) BKR 3B3134/3B3127 | Ellis | NORTH | 2029-10-30 | OTH | BA | 201.87 | 48 | Battery storage (BTS/net lease facility) ¦ 202 MW (mid-size) ¦ COD 2029 (mid-term) ¦ Has interconnection agreement
25INR0346 | Cado Storage | SS Completed, FIS Started, No IA | Cado Storage, LLC | Tap 138 kV Line from Braunig East (#5030) to Highland Hills (#5205) Ckt. 1 | Bexar | SOUTH | 2029-04-06 | OTH | BA | 205.51 | 48 | Battery storage (BTS/net lease facility) ¦ 206 MW (mid-size) ¦ COD 2029 (mid-term) ¦ Has interconnection agreement
27INR0451 | Dairyland Storage | SS Completed, FIS Started, No IA | ENGIE IR Holdings LLC | To 345 kV Birthright Station (#11684) | Hopkins | NORTH | 2029-04-30 | OTH | BA | 301.8 | 48 | Battery storage (BTS/net lease facility) ¦ 302 MW (mid-size) ¦ COD 2029 (mid-term) ¦ Has interconnection agreement
27INR0447 | Jay Flat BESS | SS Completed, FIS Started, No IA | Jay Flat BESS LLC | 59908 Novaprime 345kV | Kent | WEST | 2029-02-13 | OTH | BA | 259.36 | 48 | Battery storage (BTS/net lease facility) ¦ 259 MW (mid-size) ¦ COD 2029 (mid-term) ¦ Has interconnection agreement
26INR0174 | Juniper Ridge BESS 2 | SS Completed, FIS Started, No IA | Lazy U ESS 2 | Tap EDITHCLA7B [60505] -- TESLA7A [60501] ckt2 | Hardeman | WEST | 2029-06-30 | OTH | BA | 251.5 | 48 | Battery storage (BTS/net lease facility) ¦ 252 MW (mid-size) ¦ COD 2029 (mid-term) ¦ Has interconnection agreement
29INR0018 | Big Rooter East Storage | SS Completed, FIS Started, IA | Big Rooter East, LLC | 39950 TNP One Plant 345 kV | Robertson | NORTH | 2029-12-31 | OTH | BA | 201.03 | 48 | Battery storage (BTS/net lease facility) ¦ 201 MW (mid-size) ¦ COD 2029 (mid-term) ¦ Has interconnection agreement
28INR0181 | Sunburst BESS | SS Completed, FIS Started, No IA | Indigo Solar, LLC | KATOEN (Bus#8579) | San Patricio | COASTAL | 2029-03-16 | OTH | BA | 256.3 | 48 | Battery storage (BTS/net lease facility) ¦ 256 MW (mid-size) ¦ COD 2029 (mid-term) ¦ Has interconnection agreement
26INR0173 | Juniper Ridge BESS 1 | SS Completed, FIS Started, No IA | Lazy U ESS 1 | Tap EDITHCLA7B [60505] -- TESLA7A [60501] 345kV ckt2 | Hardeman | WEST | 2029-06-30 | OTH | BA | 251.5 | 48 | Battery storage (BTS/net lease facility) ¦ 252 MW (mid-size) ¦ COD 2029 (mid-term) ¦ Has interconnection agreement
27INR0436 | Coati Energy Storage | SS Completed, FIS Started, No IA | PowerPulse LLC | Bus # 40830, Humble, 138 kV | Harris | HOUSTON | 2029-06-15 | OTH | BA | 202.8 | 48 | Battery storage (BTS/net lease facility) ¦ 203 MW (mid-size) ¦ COD 2029 (mid-term) ¦ Has interconnection agreement
27INR0409 | Baker Branch BESS | SS Completed, FIS Started, No IA | Mockingbird Storage Center, LLC | Pacific Switch (PACSW) 345 kV Bus 11683 | Lamar | NORTH | 2029-04-27 | OTH | BA | 287.22 | 48 | Battery storage (BTS/net lease facility) ¦ 287 MW (mid-size) ¦ COD 2029 (mid-term) ¦ Has interconnection agreement
25INR0853 | Copper Canyon BESS | SS Started, FIS Started, No IA | Lightsource Renewable Energy US LLC | Tap 138kV 60008 TRIBUTE4A - 6442 REDCREEK4A | Tom Green | WEST | 2029-12-22 | OTH | BA | 200.95 | 48 | Battery storage (BTS/net lease facility) ¦ 201 MW (mid-size) ¦ COD 2029 (mid-term) ¦ Has interconnection agreement
28INR0230 | Allthorn BESS | SS Completed, FIS Started, No IA | ALLTHORN SOLAR, LLC | Tap 138 kV BRUNI44A (#8297) - CRESTONI4A (#8695) | Duval | SOUTH | 2029-01-15 | OTH | BA | 205.2 | 48 | Battery storage (BTS/net lease facility) ¦ 205 MW (mid-size) ¦ COD 2029 (mid-term) ¦ Has interconnection agreement
28INR0217 | Gypsum Plains Storage | SS Completed, FIS Started, No IA | Gypsum Plains Solar, LLC | Tap 345kv 11010 Wolf - 18544 Reiter | Ector | WEST | 2029-06-21 | OTH | BA | 211.14 | 48 | Battery storage (BTS/net lease facility) ¦ 211 MW (mid-size) ¦ COD 2029 (mid-term) ¦ Has interconnection agreement
28INR0356 | Arpeggio BESS | SS Completed, FIS Started, No IA | Arpeggio BESS, LLC | #80064 Chocolate Bayou 138kV | Victoria | SOUTH | 2029-01-01 | OTH | BA | 200.71 | 48 | Battery storage (BTS/net lease facility) ¦ 201 MW (mid-size) ¦ COD 2029 (mid-term) ¦ Has interconnection agreement
24INR0145 | Calpine Guadalupe Peakers | SS Completed, FIS Started, No IA | Guadalupe Peaking Energy Center, LLC | 7044 Marion 345kV | Guadalupe | SOUTH | 2027-05-23 | GAS | GT | 450 | 48 | Gas turbine (peaker plant) ¦ 450 MW (mid-size) ¦ COD 2027 (imminent - land deals NOW) ¦ Has interconnection agreement
25INR0611 | Carolina Storage Odessa | SS Completed, FIS Started, No IA | CSE Storage, LLC | 1058 LONGSHORE 345kV | Howard | WEST | 2029-05-01 | OTH | BA | 202.8 | 48 | Battery storage (BTS/net lease facility) ¦ 203 MW (mid-size) ¦ COD 2029 (mid-term) ¦ Has interconnection agreement
27INR0494 | Obbligato BESS | SS Completed, FIS Started, No IA | Obbligato BESS, LLC | Tap 138kV 120# TALBRTRIDG – 3683# MINERVA1_8 | Milam | SOUTH | 2029-02-28 | OTH | BA | 200.71 | 48 | Battery storage (BTS/net lease facility) ¦ 201 MW (mid-size) ¦ COD 2029 (mid-term) ¦ Has interconnection agreement
26INR0605 | White Bright BESS | SS Completed, FIS Started, No IA | VLN, LLC | Tap 345kV 1729 Valley South – Anna Switch 2373 | Grayson | NORTH | 2029-04-16 | OTH | BA | 313.69 | 48 | Battery storage (BTS/net lease facility) ¦ 314 MW (mid-size) ¦ COD 2029 (mid-term) ¦ Has interconnection agreement
28INR0270 | Soluce Bravo Storage | SS Completed, FIS Started, No IA | BNPB1, LLC | tap 345kV 1444 BROWN - 11441 CORN TRAIL SW CKT2 | Brown | NORTH | 2029-09-17 | OTH | BA | 302.62 | 48 | Battery storage (BTS/net lease facility) ¦ 303 MW (mid-size) ¦ COD 2029 (mid-term) ¦ Has interconnection agreement
24INR0102 | Val Vista Grid BESS 2 | SS Completed, FIS Started, IA | Val Vista Grid, LLC | Tap 345kV 8383 North Edinburg - 80137 Stewart Road | Hidalgo | SOUTH | 2029-03-30 | OTH | BA | 210.56 | 48 | Battery storage (BTS/net lease facility) ¦ 211 MW (mid-size) ¦ COD 2029 (mid-term) ¦ Has interconnection agreement
24INR0134 | BRP Hemera BESS | SS Completed, FIS Started, No IA | BRP Hemera BESS LLC | 345 kV Deaf Smith Substation (#23908, Oncor) | Deaf Smith | PANHANDLE | 2029-12-01 | OTH | BA | 206.96 | 48 | Battery storage (BTS/net lease facility) ¦ 207 MW (mid-size) ¦ COD 2029 (mid-term) ¦ Has interconnection agreement
28INR0295 | Margay Energy Storage | SS Completed, FIS Completed, IA | PowerPulse LLC | Tap 138kV 42750 Mykawa - 48353 Telephone Ckt 06 | Brazoria | COASTAL | 2029-04-10 | OTH | BA | 101.3 | 48 | Battery storage (BTS/net lease facility) ¦ 101 MW ¦ COD 2029 (mid-term) ¦ IA signed + FIS complete (most advanced)
23INR0127 | Beacon Storage | SS Completed, FIS Started, No IA | AES Distributed Energy, Inc | 40450 Deepwater 345kV | Harris | HOUSTON | 2029-10-01 | OTH | BA | 408.7 | 48 | Battery storage (BTS/net lease facility) ¦ 409 MW (mid-size) ¦ COD 2029 (mid-term) ¦ Has interconnection agreement
26INR0519 | Sky Global West Houston | SS Completed, FIS Completed, IA | Sky Global Power Two, LLC | tap 138kV 44700 Gebhardt - 44740 Wallis circuit 65 | Austin | SOUTH | 2027-06-01 | GAS | IC | 324.58 | 48 | Gas internal combustion ¦ 325 MW (mid-size) ¦ COD 2027 (imminent - land deals NOW) ¦ IA signed + FIS complete (most advanced)
23INR0126 | Sigma Storage | SS Completed, FIS Started, No IA | AES Distributed Energy, Inc | 40460 Deepwater 138kV | Harris | HOUSTON | 2029-10-01 | OTH | BA | 408.4 | 48 | Battery storage (BTS/net lease facility) ¦ 408 MW (mid-size) ¦ COD 2029 (mid-term) ¦ Has interconnection agreement
28INR0278 | Spur Energy Storage | SS Completed, FIS Started, No IA | Spur Energy Storage, LLC | Tap 345kV (1429) JACKSBRO_5 - (11736) BIRDDOG_5 | Wise | NORTH | 2029-09-15 | OTH | BA | 306.31 | 48 | Battery storage (BTS/net lease facility) ¦ 306 MW (mid-size) ¦ COD 2029 (mid-term) ¦ Has interconnection agreement
28INR0299 | Moon Stone BESS | SS Completed, FIS Started, No IA | Moon Stone Battery Facility LLC | Tap 138kV Eagle Creek (5132) to Floresville (5155) | Wilson | SOUTH | 2029-03-31 | OTH | BA | 200.8 | 48 | Battery storage (BTS/net lease facility) ¦ 201 MW (mid-size) ¦ COD 2029 (mid-term) ¦ Has interconnection agreement
28INR0298 | Magnet Storage | SS Completed, FIS Started, No IA | HyFuels Big Spring LLC | Faraday 345 kV Substation (#59905) | Borden | WEST | 2029-07-15 | OTH | BA | 426.7 | 48 | Battery storage (BTS/net lease facility) ¦ 427 MW (mid-size) ¦ COD 2029 (mid-term) ¦ Has interconnection agreement
30INR0042 | La Morena Energy Center BESS | SS Completed, FIS Started, No IA | Adapture Solar Development | Tap 345 kV 80225 CENIZO7C - 80307 DELSOL7C | Zapata | SOUTH | 2029-05-07 | OTH | BA | 250 | 48 | Battery storage (BTS/net lease facility) ¦ 250 MW (mid-size) ¦ COD 2029 (mid-term) ¦ Has interconnection agreement
29INR0244 | Oak Belt Storage | SS Completed, FIS Started, No IA | Oak Belt Storage, LLC | Tap 138kV (Bus #5506) FURHMANSB8 - (Bus #5584) VANDERBILTSW8 | Victoria | SOUTH | 2029-10-15 | OTH | BA | 207 | 48 | Battery storage (BTS/net lease facility) ¦ 207 MW (mid-size) ¦ COD 2029 (mid-term) ¦ Has interconnection agreement
29INR0230 | Brazos Energy Center 2 | SS Started, FIS Started, No IA | Ferrovial Energy US 1 | POSSUMTROT_5 | McLennan | NORTH | 2029-09-18 | OTH | BA | 300.76 | 48 | Battery storage (BTS/net lease facility) ¦ 301 MW (mid-size) ¦ COD 2029 (mid-term) ¦ Has interconnection agreement
29INR0229 | Brazos Energy Center 1 | SS Started, FIS Started, No IA | Ferrovial Energy US 1 | POSSUMTROT_5 | McLennan | NORTH | 2029-09-18 | OTH | BA | 300.76 | 48 | Battery storage (BTS/net lease facility) ¦ 301 MW (mid-size) ¦ COD 2029 (mid-term) ¦ Has interconnection agreement
24INR0576 | Boling Generation (TEF-Due Diligience) | SS Completed, FIS Completed, No IA | Boling Generation | 43340 Gulftie 138kV | Wharton | SOUTH | 2028-12-16 | GAS | GT | 400 | 48 | Gas turbine (peaker plant) ¦ 400 MW (mid-size) ¦ COD 2028 (near-term) ¦ IA signed + FIS complete (most advanced)
24INR0567 | Wolf Hollow III | SS Completed, FIS Started, No IA | Wolf Hollow II Power LLC | 1877 Mitchell Bend 345KV | Hood | NORTH | 2027-05-31 | GAS | GT | 306.32 | 48 | Gas turbine (peaker plant) ¦ 306 MW (mid-size) ¦ COD 2027 (imminent - land deals NOW) ¦ Has interconnection agreement
24INR0516 | French Riviera Storage | SS Completed, FIS Started, No IA | Arana Creek Battery Storage LLC | 5646 Riviera Substation 69kV | Kleberg | COASTAL | 2028-05-01 | OTH | BA | 75 | 47 | Battery storage (BTS/net lease facility) ¦ 75 MW (small) ¦ COD 2028 (near-term) ¦ Has interconnection agreement
25INR0558 | Ayass BESS | SS Completed, FIS Started, No IA | Harvick BESS, LLC | 6206 Bush Knob 69kV | Throckmorton | WEST | 2028-12-30 | OTH | BA | 51.28 | 47 | Battery storage (BTS/net lease facility) ¦ 51 MW (small) ¦ COD 2028 (near-term) ¦ Has interconnection agreement
25INR0515 | Fagus Storage SLF | SS Completed, FIS Started, No IA | Greenalia Energy Storage MISAE II LLC | 60501 Tesla 345kV | Childress | PANHANDLE | 2026-09-01 | OTH | BA | 0 | 47 | Battery storage (BTS/net lease facility) ¦ COD 2026 (imminent - land deals NOW) ¦ Has interconnection agreement
30INR0091 | BM Great Rock Energy Center | SS Started, FIS Started, No IA | Black Mountain Energy Storage II | Tap <345kV> <967> <GIBN_CREK_5> - <46020> <LIMEST_POI_5> Ckt<18> and <345kV> <79007> < YELLOW WOLF> - <46020> <LIMEST_POI_5> Ckt<50> | Leon | NORTH | 2029-05-15 | GAS | CC | 990.6 | 47 | Gas combined cycle (major infrastructure) ¦ 991 MW (large) ¦ COD 2029 (mid-term) ¦ Has interconnection agreement
27INR0279 | Red Hollow Renewable Energy BESS SLF | SS Completed, FIS Completed, No IA | Red Hollow Renewable Energy LLC | Tap 345kV 1422 Bowman - 17002 Garvey Road | Archer | WEST | 2028-09-18 | OTH | BA | 0 | 47 | Battery storage (BTS/net lease facility) ¦ COD 2028 (near-term) ¦ IA signed + FIS complete (most advanced)
27INR0259 | Raghorn Storage SLF | SS Completed, FIS Started, No IA | Raghorn Storage LLC | Tap 69kV #5654 San Diego - #5658 Orange Grove | Jim Wells | SOUTH | 2027-05-31 | OTH | BA | 0 | 47 | Battery storage (BTS/net lease facility) ¦ COD 2027 (imminent - land deals NOW) ¦ Has interconnection agreement
27INR0257 | Double A Storage SLF | SS Completed, FIS Started, No IA | Double A Storage, LLC | Tap 69kV 5678 Schroeder - 5675 Big Oak | Goliad | SOUTH | 2027-05-31 | OTH | BA | 0 | 47 | Battery storage (BTS/net lease facility) ¦ COD 2027 (imminent - land deals NOW) ¦ Has interconnection agreement
26INR0601 | Crocus Storage | SS Completed, FIS Started, No IA | Crocus Solar, LLC | Tap 138 kV Gunsolas Creek Sub (1660) – Breckenridge Tap (1613) | Stephens | NORTH | 2028-07-01 | OTH | BA | 51 | 47 | Battery storage (BTS/net lease facility) ¦ 51 MW (small) ¦ COD 2028 (near-term) ¦ Has interconnection agreement
25INR0607 | Proteus Thornton Ranch Storage SLF | SS Completed, FIS Started, No IA | Thornton Ranch Solar, LLC | 37990 TNSTAGHORN1 138kV | Ward | WEST | 2027-09-30 | OTH | BA | 0 | 47 | Battery storage (BTS/net lease facility) ¦ COD 2027 (imminent - land deals NOW) ¦ Has interconnection agreement
26INR0071 | Charro Creek Storage 2 SLF | SS Completed, FIS Started, No IA | Charro Creek Solar LLC | Tap 345kV 5725 PAWNEESW5 - 8164 COLETO7A | Karnes | SOUTH | 2026-07-01 | OTH | BA | 0 | 47 | Battery storage (BTS/net lease facility) ¦ COD 2026 (imminent - land deals NOW) ¦ Has interconnection agreement
26INR0073 | Charro Creek Storage 3 SLF | SS Completed, FIS Started, No IA | Charro Creek Solar LLC | Tap 345kV 5725 PAWNEESW5 - 8164 COLETO7A | Karnes | SOUTH | 2026-07-01 | OTH | BA | 0 | 47 | Battery storage (BTS/net lease facility) ¦ COD 2026 (imminent - land deals NOW) ¦ Has interconnection agreement
26INR0069 | Charro Creek Storage 1 SLF | SS Completed, FIS Started, No IA | Charro Creek Solar LLC | Tap 345kV 5725 PAWNEESW5 - 8164 COLETO7A | Karnes | SOUTH | 2026-07-01 | OTH | BA | 0 | 47 | Battery storage (BTS/net lease facility) ¦ COD 2026 (imminent - land deals NOW) ¦ Has interconnection agreement
26INR0453 | Cannibal Draw Storage | SS Completed, FIS Started, IA | Cannibal Draw Solar, LLC | Sand_Bluff 345 kV (59902) | Glasscock | WEST | 2028-04-10 | OTH | BA | 98.6 | 47 | Battery storage (BTS/net lease facility) ¦ 99 MW (small) ¦ COD 2028 (near-term) ¦ Has interconnection agreement
24INR0126 | High Noon Storage | SS Completed, FIS Started, IA | High Noon Solar Project, LLC | Tap 138kV 445 Yates - 444 Covington | Hill | NORTH | 2028-05-09 | OTH | BA | 94 | 47 | Battery storage (BTS/net lease facility) ¦ 94 MW (small) ¦ COD 2028 (near-term) ¦ Has interconnection agreement
24INR0109 | Oriana BESS | SS Completed, FIS Started, IA | Oriana Solar LLC | Tap 138kV 5502 Rayburn - 5584 Vanderbilt | Victoria | SOUTH | 2028-10-30 | OTH | BA | 60.3 | 47 | Battery storage (BTS/net lease facility) ¦ 60 MW (small) ¦ COD 2028 (near-term) ¦ Has interconnection agreement
28INR0306 | Iron Cowboy Storage | SS Completed, FIS Started, No IA | Vaquero II Storage, LLC | Bus #8920 Haisley 4A 138 kV | San Patricio | COASTAL | 2028-12-29 | OTH | BA | 63.27 | 47 | Battery storage (BTS/net lease facility) ¦ 63 MW (small) ¦ COD 2028 (near-term) ¦ Has interconnection agreement
28INR0293 | Dart Energy Storage A1 | SS Completed, FIS Started, No IA | Dart Energy Storage LLC | TAP138KV #6290 ABILENE MAPLE STREET - #6275 ABILENE EAST | Taylor | WEST | 2028-11-30 | OTH | BA | 50 | 47 | Battery storage (BTS/net lease facility) ¦ 50 MW (small) ¦ COD 2028 (near-term) ¦ Has interconnection agreement
27INR0481 | Borden Dino BESS | SS Completed, FIS Started, No IA | Borden Dino Solar, LLC | 59905 FARADAY 345KV | Borden | WEST | 2028-07-01 | OTH | BA | 60.26 | 47 | Battery storage (BTS/net lease facility) ¦ 60 MW (small) ¦ COD 2028 (near-term) ¦ Has interconnection agreement
23INR0164 | Steppe Reserve Storage | SS Completed, FIS Started, No IA | KCE TX 25, LLC | 8283 Asherton 138 kV | Dimmit | SOUTH | 2028-01-01 | OTH | BA | 51.9 | 47 | Battery storage (BTS/net lease facility) ¦ 52 MW (small) ¦ COD 2028 (near-term) ¦ Has interconnection agreement
25INR0458 | Surfside Energy Storage | SS Completed, FIS Started, No IA | Rocky Mountain Energy Holdings, LLC | Tap 138kV 42110 Angleton – 43150 Riwood ckt 82 | Brazoria | COASTAL | 2028-12-31 | OTH | BA | 50.34 | 47 | Battery storage (BTS/net lease facility) ¦ 50 MW (small) ¦ COD 2028 (near-term) ¦ Has interconnection agreement
25INR0502 | Longday BESS SLF | SS Completed, FIS Started, No IA | Longday Solar | Tap 138 kV 8252 Brackettville - 8260 Escondido | Kinney | SOUTH | 2027-12-15 | OTH | BA | 0 | 47 | Battery storage (BTS/net lease facility) ¦ COD 2027 (imminent - land deals NOW) ¦ Has interconnection agreement
26INR0560 | Fort Worth Power Core Bastrop Gas Plant | SS Completed, FIS Started, No IA | Fort Worth Power Core LLC | Tap 345kV 7042 ZORN - 7040 AUSTROP | Bastrop | SOUTH | 2029-09-28 | GAS | CC | 506.38 | 47 | Gas combined cycle (major infrastructure) ¦ 506 MW (large) ¦ COD 2029 (mid-term) ¦ Has interconnection agreement
23INR0077 | Cachena Storage SLF | SS Completed, FIS Started, No IA | Clear Fork Creek Solar LLC | Tap 345KV 5133 Elmcreek - 5323 Old Hickory | Wilson | SOUTH | 2027-04-29 | OTH | BA | 0 | 47 | Battery storage (BTS/net lease facility) ¦ COD 2027 (imminent - land deals NOW) ¦ Has interconnection agreement
25INR0506 | Lazy Frog Storage SLF | SS Completed, FIS Completed, No IA | Lazy Frog Solar, LLC | 11688 Thorn Tree Switch 345kV | Franklin | NORTH | 2028-04-17 | OTH | BA | 0 | 47 | Battery storage (BTS/net lease facility) ¦ COD 2028 (near-term) ¦ IA signed + FIS complete (most advanced)
25INR0616 | Bobcat Bluff Storage SLF | SS Completed, FIS Started, IA | Cub Storage LLC | 1475 Windthorst 138 kV | Archer | WEST | 2027-04-15 | OTH | BA | 0 | 47 | Battery storage (BTS/net lease facility) ¦ COD 2027 (imminent - land deals NOW) ¦ Has interconnection agreement
25INR0623 | Turkey Creek Battery Energy Storage System SLF | SS Completed, FIS Started, No IA | Greenray Solar Corporation | 7425 ODLASW 138 kV | Kinney | SOUTH | 2027-10-26 | OTH | BA | 0 | 47 | Battery storage (BTS/net lease facility) ¦ COD 2027 (imminent - land deals NOW) ¦ Has interconnection agreement
25INR0045 | Smith Lake Storage DC | SS Completed, FIS Started, IA | Smith Lake Solar | Tap 345kV 44645 Singleton - 44900 Zenith Ckt #99 | Grimes | NORTH | 2028-12-28 | OTH | BA | 65 | 47 | Battery storage (BTS/net lease facility) ¦ 65 MW (small) ¦ COD 2028 (near-term) ¦ Has interconnection agreement
29INR0105 | Falls County Storage | SS Completed, FIS Started, No IA | Aurora Solar LLC | 3711 BALSW 345kV | Falls | NORTH | 2028-10-01 | MWH | OT | 60 | 47 | Battery storage (BTS/net lease facility) ¦ 60 MW (small) ¦ COD 2028 (near-term) ¦ Has interconnection agreement
24INR0362 | Blanket Ranch North Storage | SS Completed, FIS Started, No IA | Blanket Ranch North Solar, LLC | Tap 345kV 11441 CORN TRAIL SWITCH - 1444 BROWN SWITCH | Brown | NORTH | 2028-09-22 | OTH | BA | 50.9 | 47 | Battery storage (BTS/net lease facility) ¦ 51 MW (small) ¦ COD 2028 (near-term) ¦ Has interconnection agreement
22INR0469 | Harper Energy Storage | SS Completed, FIS Started, No IA | VESI 31 LLC | Tap 138kV 8314 La Palma - 80229 Villa Cavazos | Cameron | COASTAL | 2028-09-15 | OTH | BA | 82.42 | 47 | Battery storage (BTS/net lease facility) ¦ 82 MW (small) ¦ COD 2028 (near-term) ¦ Has interconnection agreement
25INR0221 | Hector Storage | SS Completed, FIS Started, No IA | Hector Solar, LLC | Haney (213) - Hubbard_8 (3515) 138kV Line | Navarro | NORTH | 2027-12-31 | OTH | BA | 42.69 | 47 | Battery storage (BTS/net lease facility) ¦ COD 2027 (imminent - land deals NOW) ¦ Has interconnection agreement
26INR0366 | BLACK BEAR BESS | SS Completed, FIS Started, No IA | ESCONDIDO DRAW RESOURCES, LLC | #6564 ILLN4A 138kV | Crockett | WEST | 2028-06-01 | OTH | BA | 51.2 | 47 | Battery storage (BTS/net lease facility) ¦ 51 MW (small) ¦ COD 2028 (near-term) ¦ Has interconnection agreement
27INR0331 | Wild Horse Desert Storage | SS Completed, FIS Started, No IA | Wild Horse Desert Solar, LLC | Tap 138kV 8613 Big Well - 8212 Dilley Switch | Dimmit | SOUTH | 2028-07-01 | OTH | BA | 90.3 | 47 | Battery storage (BTS/net lease facility) ¦ 90 MW (small) ¦ COD 2028 (near-term) ¦ Has interconnection agreement
23INR0423 | Camp Creek Storage SLF | SS Completed, FIS Completed, IA | White Rock Solar | TAP 345 KV 3400 TWIN OAK SWITCH - 46020 LIMESTONE PLANT CIRCUIT 1 | Robertson | NORTH | 2028-09-15 | OTH | BA | 0 | 47 | Battery storage (BTS/net lease facility) ¦ COD 2028 (near-term) ¦ IA signed + FIS complete (most advanced)
24INR0474 | Hooper Storage | SS Completed, FIS Started, No IA | BT Brown Solar, LLC | Tap 138kV line between Lexington (Bus #7571) and Lyle Wolz (Bus #7567) | Lee | SOUTH | 2027-12-15 | OTH | BA | 30.68 | 47 | Battery storage (BTS/net lease facility) ¦ COD 2027 (imminent - land deals NOW) ¦ Has interconnection agreement
23INR0480 | Camellia Storage | SS Completed, FIS Started, No IA | Camellia Storage Project LLC | Tap 138 kV 8358 NORTH MERCEDES - 8327 HARLINGEN 138 kV | Hidalgo | SOUTH | 2028-06-30 | OTH | BA | 90.76 | 47 | Battery storage (BTS/net lease facility) ¦ 91 MW (small) ¦ COD 2028 (near-term) ¦ Has interconnection agreement
24INR0448 | PSE Minnesota TX Storage | SS Completed, FIS Started, No IA | PureSky Development Inc | Tap 138kV 8372 North Pharr – 8906 North Alamo | Hidalgo | SOUTH | 2028-06-30 | OTH | BA | 94 | 47 | Battery storage (BTS/net lease facility) ¦ 94 MW (small) ¦ COD 2028 (near-term) ¦ Has interconnection agreement
29INR0175 | Black Mountain Hale Gas | SS Completed, FIS Started, No IA | Fort Worth Power Core LLC | 345 kV Blackwater Draw Switch (#23920) | Hale | PANHANDLE | 2029-09-28 | GAS | CC | 990.6 | 47 | Gas combined cycle (major infrastructure) ¦ 991 MW (large) ¦ COD 2029 (mid-term) ¦ Has interconnection agreement
29INR0167 | Big Watt Power Austin-1 | SS Completed, FIS Started, No IA | Big Watt Power Austin-1 LLC | Tapping the 345 kV Double circuit Line: Zorn (Bus# 7042) - Lytton Springs (Bus# 9074) and Zorn (Bus# 7042) - Austrop (Bus# 7040). | Caldwell | SOUTH | 2028-11-01 | GAS | CC | 448.98 | 47 | Gas combined cycle (major infrastructure) ¦ 449 MW (mid-size) ¦ COD 2028 (near-term) ¦ Has interconnection agreement
24INR0340 | Mystic Springs Renewable Energy Storage SLF | SS Completed, FIS Completed, No IA | Mystic Spring Renewable Energy LLC | Tap 345 kV Royse Switch (2478) – Poetry Switch (2485) | Kaufman | NORTH | 2028-03-31 | OTH | BA | 0 | 47 | Battery storage (BTS/net lease facility) ¦ COD 2028 (near-term) ¦ IA signed + FIS complete (most advanced)
25INR0266 | East Blackland Battery Storage SLF | SS Completed, FIS Started, No IA | DERIVA ENERGY STORAGE, LLC | 7337 Kimbro 138kV | Travis | SOUTH | 2028-05-27 | OTH | BA | 75 | 47 | Battery storage (BTS/net lease facility) ¦ 75 MW (small) ¦ COD 2028 (near-term) ¦ Has interconnection agreement
29INR0068 | Gregory Power Development SLF | SS Completed, FIS Started, No IA | Gregory Power Partners LLC | 8580 Resnick 138kV | San Patricio | COASTAL | 2028-12-19 | GAS | CC | 469.9 | 47 | Gas combined cycle (major infrastructure) ¦ 470 MW (mid-size) ¦ COD 2028 (near-term) ¦ Has interconnection agreement
20INR0245 | Volunteer Storage | SS Completed, FIS Started, No IA | Blackjack Storage LLC | 7216 Lockhart 138kV | Caldwell | SOUTH | 2028-02-29 | OTH | BA | 50.6 | 47 | Battery storage (BTS/net lease facility) ¦ 51 MW (small) ¦ COD 2028 (near-term) ¦ Has interconnection agreement
25INR0341 | Rosebud Storage SLF | SS Completed, FIS Completed, No IA | Rosebud Storage, LLC | Tap 69 kV 67 BAGGINS - 69 BARCLAY | Falls | NORTH | 2028-01-15 | OTH | BA | 0 | 47 | Battery storage (BTS/net lease facility) ¦ COD 2028 (near-term) ¦ IA signed + FIS complete (most advanced)
22INR0514 | Wang Storage SLF | SS Completed, FIS Started, No IA | BT Yixin Solar, LLC | tap 345kV 3409 LakeCr1 - 3414 TempSS | Falls | NORTH | 2026-03-31 | OTH | BA | 0 | 47 | Battery storage (BTS/net lease facility) ¦ COD 2026 (imminent - land deals NOW) ¦ Has interconnection agreement
28INR0207 | Wagon Timber Storage | SS Completed, FIS Started, No IA | Wagon Timber Storage, LLC | 6110 Munday East 138kV | Knox | WEST | 2028-10-16 | OTH | BA | 53.49 | 47 | Battery storage (BTS/net lease facility) ¦ 53 MW (small) ¦ COD 2028 (near-term) ¦ Has interconnection agreement
26INR0159 | Proving Ground BESS | SS Completed, FIS Started, No IA | Lantana Solar LLC | Tap 138kV 6500 Live Oak - 6490 Santiago | Schleicher | WEST | 2028-06-30 | OTH | BA | 51.4 | 47 | Battery storage (BTS/net lease facility) ¦ 51 MW (small) ¦ COD 2028 (near-term) ¦ Has interconnection agreement
25INR0322 | El Molino Storage SLF | SS Completed, FIS Started, No IA | El Molino Solar, LLC | Tap 138kV 80439 LaQuinta - 8297 Bruni 8297 | Webb | SOUTH | 2027-09-01 | OTH | BA | 0 | 47 | Battery storage (BTS/net lease facility) ¦ COD 2027 (imminent - land deals NOW) ¦ Has interconnection agreement
25INR0283 | Hornet Storage II SLF | SS Completed, FIS Completed, IA | Hornet Storage II LLC | Ozark Trail Switch 345kV substation (Bus # 23901) | Swisher | PANHANDLE | 2028-07-31 | OTH | BA | 0 | 47 | Battery storage (BTS/net lease facility) ¦ COD 2028 (near-term) ¦ IA signed + FIS complete (most advanced)
21INR0280 | Edgewater Storage | SS Completed, FIS Started, No IA | Edgewater Battery Storage LLC | 210 Reagor Springs 69kV | Ellis | NORTH | 2028-02-29 | OTH | BA | 50 | 47 | Battery storage (BTS/net lease facility) ¦ 50 MW (small) ¦ COD 2028 (near-term) ¦ Has interconnection agreement
21INR0260 | Chariot Storage | SS Completed, FIS Started, No IA | Chariot Storage LLC | tap 69kV 99 Ben Hur - 107 Prairie Hill | Limestone | NORTH | 2028-02-29 | OTH | BA | 50 | 47 | Battery storage (BTS/net lease facility) ¦ 50 MW (small) ¦ COD 2028 (near-term) ¦ Has interconnection agreement
26INR0394 | Timber Cove Storage SLF | SS Completed, FIS Started, No IA | Freestone Solar, LLC | Tap 138 kV 212 Winkler - 3510 Pin Oak | Freestone | NORTH | 2027-04-01 | OTH | BA | 0 | 47 | Battery storage (BTS/net lease facility) ¦ COD 2027 (imminent - land deals NOW) ¦ Has interconnection agreement
21INR0258 | Mercury Storage SLF | SS Completed, FIS Started, No IA | Mercury Storage, LLC | 68092 Liberty Station 345kV | Hill | NORTH | 2026-07-01 | OTH | BA | 0 | 47 | Battery storage (BTS/net lease facility) ¦ COD 2026 (imminent - land deals NOW) ¦ Has interconnection agreement
21INR0029 | Red Holly Storage 1 | SS Completed, FIS Started, IA | GreenGo Energy | tap 345kV 59900 Longdraw - 79641 Farmland | Dawson | WEST | 2028-05-30 | OTH | BA | 50 | 47 | Battery storage (BTS/net lease facility) ¦ 50 MW (small) ¦ COD 2028 (near-term) ¦ Has interconnection agreement
21INR0033 | Red Holly Storage | SS Completed, FIS Started, IA | GreenGo Energy | tap 345kV 59900 Longdraw - 79641 Farmland | Dawson | WEST | 2028-05-30 | OTH | BA | 50 | 47 | Battery storage (BTS/net lease facility) ¦ 50 MW (small) ¦ COD 2028 (near-term) ¦ Has interconnection agreement
26INR0715 | Tierra Bonita BESS SLF | SS Started, FIS Started, No IA | Greasewood II BESS LLC | 860 GIRVINSW 345kV | Pecos | WEST | 2027-12-15 | OTH | BA | 0 | 47 | Battery storage (BTS/net lease facility) ¦ COD 2027 (imminent - land deals NOW) ¦ Has interconnection agreement
23INR0308 | Fowler Ranch Storage | SS Completed, FIS Started, No IA | Crane BESS, LLC | 76025 Castle Mountain 138kV | Crane | WEST | 2027-06-30 | OTH | BA | 26.07 | 47 | Battery storage (BTS/net lease facility) ¦ COD 2027 (imminent - land deals NOW) ¦ Has interconnection agreement
26INR0148 | DMF Sagerton Storage SLF | SS Completed, FIS Completed, No IA | Double Mountain Fork LLC | Tap 138kV 6158 Aspermont – 6161 Paint Creek | Haskell | WEST | 2028-12-15 | OTH | BA | 0 | 47 | Battery storage (BTS/net lease facility) ¦ COD 2028 (near-term) ¦ IA signed + FIS complete (most advanced)
27INR0038 | SCOTT CROSSING STORAGE SLF | SS Completed, FIS Started, No IA | FRESH AIR ENERGY II, LLC | Tap 345kV 60514 Clear Crossing - 60507 Pendulo | Haskell | WEST | 2027-09-01 | OTH | BA | 0 | 47 | Battery storage (BTS/net lease facility) ¦ COD 2027 (imminent - land deals NOW) ¦ Has interconnection agreement
27INR0422 | M-Bar BESS I | SS Completed, FIS Started, No IA | M-Bar Energy I, LLC | 1141 Holt Switch Substation 138 kV | Ector | WEST | 2028-09-18 | OTH | BA | 82.1 | 47 | Battery storage (BTS/net lease facility) ¦ 82 MW (small) ¦ COD 2028 (near-term) ¦ Has interconnection agreement
25INR0378 | Second Division Storage | SS Completed, FIS Started, No IA | Mound Creek Storage, LLC | Tap 138 kV SANBER_POI_8 (Bus# 43110) to WEST COLUMBIA (Bus# 43380) Ckt 60 Line | Brazoria | COASTAL | 2025-12-31 | OTH | BA | 0 | 47 | Battery storage (BTS/net lease facility) ¦ COD 2025 (imminent - land deals NOW) ¦ Has interconnection agreement
24INR0247 | Lacy Creek Energy Storage SLF | SS Completed, FIS Started, No IA | Edmondson Ranch Wind Holdings, LLC | 59907 Bernoulli 345kV | Glasscock | WEST | 2027-07-01 | OTH | BA | 0 | 47 | Battery storage (BTS/net lease facility) ¦ COD 2027 (imminent - land deals NOW) ¦ Has interconnection agreement
24INR0234 | Rock N' Roll Storage SLF | SS Completed, FIS Started, No IA | Rock N’ Roll Solar, LLC | tap 138kV 44600 Rosharon - 44531 Winmil | Brazoria | COASTAL | 2027-05-02 | OTH | BA | 0 | 47 | Battery storage (BTS/net lease facility) ¦ COD 2027 (imminent - land deals NOW) ¦ Has interconnection agreement
26INR0131 | Elm Flats Storage SLF | SS Completed, FIS Started, No IA | Orca Falls Solar, LLC | Tap 138kV 3472 BRIAR_CRK_8 – 3467 POWELL1_8 | Navarro | NORTH | 2027-09-30 | OTH | BA | 0 | 47 | Battery storage (BTS/net lease facility) ¦ COD 2027 (imminent - land deals NOW) ¦ Has interconnection agreement
26INR0135 | Myers Storage | SS Completed, FIS Started, No IA | BT Myers Solar, LLC | 8629 Baez 69 kV | Bee | SOUTH | 2028-05-22 | OTH | BA | 75.96 | 47 | Battery storage (BTS/net lease facility) ¦ 76 MW (small) ¦ COD 2028 (near-term) ¦ Has interconnection agreement
26INR0118 | Oyster Creek Storage I SLF | SS Completed, FIS Started, No IA | Oyster Creek Solar 1, LLC | Tap 138kV 42110 Angleton - 42050 Clute | Brazoria | COASTAL | 2027-09-30 | OTH | BA | 0 | 47 | Battery storage (BTS/net lease facility) ¦ COD 2027 (imminent - land deals NOW) ¦ Has interconnection agreement
26INR0617 | Knox County Moore Storage | SS Completed, FIS Started, No IA | DM-KCM, LLC | 6110 Munday East Substation 138kV | Knox | WEST | 2028-06-30 | OTH | BA | 77 | 47 | Battery storage (BTS/net lease facility) ¦ 77 MW (small) ¦ COD 2028 (near-term) ¦ Has interconnection agreement
20INR0238 | Voyager Storage | SS Completed, FIS Started, No IA | EDF Renewables Development, Inc. | 44200 Hillje 345kV | Wharton | SOUTH | 2028-04-08 | OTH | BA | 50.14 | 47 | Battery storage (BTS/net lease facility) ¦ 50 MW (small) ¦ COD 2028 (near-term) ¦ Has interconnection agreement
23INR0232 | Rocinante BESS | SS Completed, FIS Started, IA | Brush Country Solar Project, LLC | tap 138kV 7595 Deer Creek - 7621 Nixon | Gonzales | SOUTH | 2027-03-16 | OTH | BA | 33.17 | 47 | Battery storage (BTS/net lease facility) ¦ COD 2027 (imminent - land deals NOW) ¦ Has interconnection agreement
23INR0248 | Limewood Storage | SS Completed, FIS Started, IA | Limewood Bell Renewables LLC | 3420 Temple Pecan Creek 138kV | Bell | NORTH | 2028-12-29 | OTH | BA | 50 | 47 | Battery storage (BTS/net lease facility) ¦ 50 MW (small) ¦ COD 2028 (near-term) ¦ Has interconnection agreement
23INR0237 | Big River BESS | SS Completed, FIS Started, No IA | Rio Grande River Solar LLC | tap 138kV 8299 Zapata - 8957 Lopeno4A | Zapata | SOUTH | 2028-12-31 | OTH | BA | 51.26 | 47 | Battery storage (BTS/net lease facility) ¦ 51 MW (small) ¦ COD 2028 (near-term) ¦ Has interconnection agreement
25INR0155 | Nymphaea Storage | SS Completed, FIS Started, No IA | Nymphaea Solar, LLC | Tap 345kV 1730 Krum West Swtich - 6111 Riley7B | Wichita | WEST | 2028-07-01 | OTH | BA | 61 | 47 | Battery storage (BTS/net lease facility) ¦ 61 MW (small) ¦ COD 2028 (near-term) ¦ Has interconnection agreement
29INR0298 | BM Freestone Energy Center | SS Started, FIS Started, No IA | Black Mountain Energy Storage II | Loop Big Brown E to Navarro Ckt 1(PTI#3380-68091) and Big Brown W to Tarantulla Ckt 1 (PTI#3381-3344) at 31.813367° -96.147730° | Freestone | NORTH | 2029-05-15 | GAS | CC | 990.6 | 47 | Gas combined cycle (major infrastructure) ¦ 991 MW (large) ¦ COD 2029 (mid-term) ¦ Has interconnection agreement
26INR0664 | Coleto Creek - Fuel Change Only | SS Completed, FIS Started, No IA | COLETO CREEK POWER LLC | 8162 Coleto Creek 138kV | Goliad | SOUTH | 2026-12-15 | GAS | ST | 655 | 46 | Gas (ST) ¦ 655 MW (large) ¦ COD 2026 (imminent - land deals NOW) ¦ Has interconnection agreement
22INR0497 | TEXPO | SS Completed, FIS Started, No IA | Oklaunion Power Station, LLC | 6100 Oklaunion 345kV | Wilbarger | WEST | 2027-10-31 | GAS | ST | 680 | 46 | Gas (ST) ¦ 680 MW (large) ¦ COD 2027 (imminent - land deals NOW) ¦ Has interconnection agreement
27INR0151 | Coyote Den Storage | SS Completed, FIS Started, No IA | Coyote Den Energy Center, LLC | The Kenedy Switching Station #2 (#8186) to Rosata POD (#8153) Line ; AEP | Karnes | SOUTH | 2029-09-30 | OTH | BA | 156.61 | 45 | Battery storage (BTS/net lease facility) ¦ 157 MW ¦ COD 2029 (mid-term) ¦ Has interconnection agreement
28INR0109 | Vast Sands Power II (TEF-Due Diligence) | SS Completed, FIS Started, IA | Permian Power I LLC | Tap 345kV 11010 Wolf Switch - 11188 Quarry Field Switch Ckt 2 | Ward | WEST | 2028-06-30 | GAS | GT | 440 | 45 | Gas turbine (peaker plant) ¦ 440 MW (mid-size) ¦ COD 2028 (near-term) ¦ Has interconnection agreement
26INR0294 | Longleaf Power Station | SS Completed, FIS Started, No IA | WattBridge Texas Holdings, LLC | Redland Substation (# 3321) | Angelina | NORTH | 2029-03-31 | GAS | GT | 600 | 45 | Gas turbine (peaker plant) ¦ 600 MW (large) ¦ COD 2029 (mid-term) ¦ Has interconnection agreement
24INR0427 | CPS AvR CT1 Rotor Replacement | SS Completed, FIS Completed, No IA | CPS Energy | 5475 Braunig 345kV | Bexar | SOUTH | 2026-03-28 | GAS | CC | 11.3 | 45 | Gas combined cycle (major infrastructure) ¦ COD 2026 (imminent - land deals NOW) ¦ IA signed + FIS complete (most advanced)
28INR0105 | Vast Sands Power I (TEF -Due Diligence) | SS Completed, FIS Started, IA | Permian Power I LLC | Tap 345kV 11010 Wolf Switch - 11188 Quarry Field Switch Ckt 2 | Ward | WEST | 2028-05-01 | GAS | GT | 440 | 45 | Gas turbine (peaker plant) ¦ 440 MW (mid-size) ¦ COD 2028 (near-term) ¦ Has interconnection agreement
27INR0180 | Otter BESS | SS Completed, FIS Started, No IA | GRS BESS TEXAS TEN, LLC | 5378 SHEPHERD RD 138kV | Bexar | SOUTH | 2029-09-15 | OTH | BA | 157.12 | 45 | Battery storage (BTS/net lease facility) ¦ 157 MW ¦ COD 2029 (mid-term) ¦ Has interconnection agreement
29INR0174 | Palisade BESS | SS Completed, FIS Started, No IA | Flexen USA LLC | Hoffman (42810) - Lake Jackson (42880) 138 kV line | Brazoria | COASTAL | 2029-10-01 | OTH | BA | 153.5 | 45 | Battery storage (BTS/net lease facility) ¦ 154 MW ¦ COD 2029 (mid-term) ¦ Has interconnection agreement
26INR0312 | Senator Aggreko Storage | SS Completed, FIS Started, IA | Senator Aggreko Storage LLC | 138 kV Sunglow Substation (#78016) | Maverick | SOUTH | 2029-03-31 | OTH | BA | 153.1 | 45 | Battery storage (BTS/net lease facility) ¦ 153 MW ¦ COD 2029 (mid-term) ¦ Has interconnection agreement
29INR0089 | Arnold Hills Storage | SS Completed, FIS Started, No IA | Arnold Hills Storage, LLC | #6926 Seven Points 138kV | Henderson | NORTH | 2029-02-09 | OTH | BA | 122.5 | 45 | Battery storage (BTS/net lease facility) ¦ 122 MW ¦ COD 2029 (mid-term) ¦ Has interconnection agreement
25INR0076 | Violet Storage | SS Completed, FIS Started, No IA | VIOLET STORAGE | McKenzie Road (8858) 138 kV Substation | Nueces | COASTAL | 2029-07-01 | OTH | BA | 151 | 45 | Battery storage (BTS/net lease facility) ¦ 151 MW ¦ COD 2029 (mid-term) ¦ Has interconnection agreement
23INR0431 | BRP Pollux BESS | SS Completed, FIS Started, No IA | BRP Pollux BESS LLC | 138 kV Olsen Switching Station (#37460) | Bosque | NORTH | 2029-12-01 | OTH | BA | 163.42 | 45 | Battery storage (BTS/net lease facility) ¦ 163 MW ¦ COD 2029 (mid-term) ¦ Has interconnection agreement
22INR0386 | BRP Octans BESS | SS Completed, FIS Started, No IA | BRP OCTANS BESS LLC | 6671 Tombstone 138kV | Pecos | WEST | 2029-12-01 | OTH | BA | 129.57 | 45 | Battery storage (BTS/net lease facility) ¦ 130 MW ¦ COD 2029 (mid-term) ¦ Has interconnection agreement
30INR0045 | Radiant Plains Energy Center BESS | SS Completed, FIS Started, No IA | Adapture Solar Development | 7254 Weimar 138 kV | Colorado | SOUTH | 2029-12-27 | OTH | BA | 100 | 45 | Battery storage (BTS/net lease facility) ¦ 100 MW ¦ COD 2029 (mid-term) ¦ Has interconnection agreement
26INR0306 | Nautilus Heavy Storage | SS Completed, FIS Started, No IA | Nautilus Heavy Storage, LLC | 8422 Dupont 138kV | San Patricio | COASTAL | 2030-01-30 | OTH | BA | 256.24 | 45 | Battery storage (BTS/net lease facility) ¦ 256 MW (mid-size) ¦ COD 2030 ¦ Has interconnection agreement
28INR0258 | watermelon 8 energy storage | SS Completed, FIS Started, No IA | Tempus power management LLC | Tap on 2427 WATMLL_W5 345.00 - 2432 TRICRN1_5 345.00 345kV line ckt 1. | Dallas | NORTH | 2029-03-01 | OTH | BA | 102.1 | 45 | Battery storage (BTS/net lease facility) ¦ 102 MW ¦ COD 2029 (mid-term) ¦ Has interconnection agreement
28INR0255 | watermelon 5 energy storage | SS Completed, FIS Started, No IA | Tempus power management LLC | Tap on 2427 WATMLL_W5 345.00 - 2432 TRICRN1_5 345.00 345kV line ckt 1. | Dallas | NORTH | 2029-03-01 | OTH | BA | 102.1 | 45 | Battery storage (BTS/net lease facility) ¦ 102 MW ¦ COD 2029 (mid-term) ¦ Has interconnection agreement
28INR0256 | watermelon 6 energy storage | SS Completed, FIS Started, No IA | Tempus power management LLC | Tap on 2427 WATMLL_W5 345.00 - 2432 TRICRN1_5 345.00 345kV line ckt 1. | Dallas | NORTH | 2029-03-01 | OTH | BA | 102.1 | 45 | Battery storage (BTS/net lease facility) ¦ 102 MW ¦ COD 2029 (mid-term) ¦ Has interconnection agreement
25INR0531 | CPS Energy AvR1CT2 Rotor Replacement | SS Completed, FIS Completed, No IA | CPS Energy | 5475 Braunig 345kV | Bexar | SOUTH | 2026-03-28 | GAS | CC | 23.2 | 45 | Gas combined cycle (major infrastructure) ¦ COD 2026 (imminent - land deals NOW) ¦ IA signed + FIS complete (most advanced)
28INR0290 | Field Marshal Storage | SS Completed, FIS Started, No IA | Field Marshal Storage LLC | Dublin (1636) - Fullhouse (1652) 138kV | Erath | NORTH | 2029-05-07 | OTH | BA | 150.8 | 45 | Battery storage (BTS/net lease facility) ¦ 151 MW ¦ COD 2029 (mid-term) ¦ Has interconnection agreement
28INR0321 | Altair Energy Storage | SS Completed, FIS Started, No IA | Altair Energy Storage | Tap on 138 kV ALTAIR (bus# 78118) to STAFFORD HILL (bus# 78520) | Colorado | SOUTH | 2030-03-31 | OTH | BA | 201.76 | 45 | Battery storage (BTS/net lease facility) ¦ 202 MW (mid-size) ¦ COD 2030 ¦ Has interconnection agreement
27INR0478 | Metro BESS | SS Completed, FIS Started, No IA | Metro BESS LLC | 138 kV LYTTON8 (9075) | Caldwell | SOUTH | 2030-12-07 | OTH | BA | 200.71 | 45 | Battery storage (BTS/net lease facility) ¦ 201 MW (mid-size) ¦ COD 2030 ¦ Has interconnection agreement
28INR0304 | Kuy Creek Storage 1 SLF | SS Completed, FIS Started, No IA | Kuy Creek Storage 1 LLC | Tap - Coleto Creek (Bus # 8162) - Victoria (Bus# 8172) 138 kV CKT 1 | Goliad | SOUTH | 2029-03-20 | OTH | BA | 151.46 | 45 | Battery storage (BTS/net lease facility) ¦ 151 MW ¦ COD 2029 (mid-term) ¦ Has interconnection agreement
28INR0257 | watermelon 7 energy storage | SS Completed, FIS Started, No IA | Tempus power management LLC | Tap on 2427 WATMLL_W5 345.00 - 2432 TRICRN1_5 345.00 345kV line ckt 1. | Dallas | NORTH | 2029-03-01 | OTH | BA | 102.1 | 45 | Battery storage (BTS/net lease facility) ¦ 102 MW ¦ COD 2029 (mid-term) ¦ Has interconnection agreement
24INR0108 | Louisa Energy Storage | SS Completed, FIS Started, IA | VESI 49 LLC | 138 kV Helotes (#5200) | Bexar | SOUTH | 2029-03-12 | OTH | BA | 102.77 | 45 | Battery storage (BTS/net lease facility) ¦ 103 MW ¦ COD 2029 (mid-term) ¦ Has interconnection agreement
30INR0077 | Moon Hammer | SS Completed, FIS Started, IA | Moon Hammer LLC | tap 345 kV line between Tesla & Grey | Wheeler | PANHANDLE | 2030-11-30 | GAS | GT | 1300 | 45 | Gas turbine (peaker plant) ¦ 1,300 MW (mega project) ¦ COD 2030 ¦ Has interconnection agreement
28INR0349 | Jaguarundi Energy Storage | SS Completed, FIS Started, No IA | PowerPulse LLC | Bus # 1339, Eskota 138kV | Nolan | WEST | 2029-11-10 | OTH | BA | 152.02 | 45 | Battery storage (BTS/net lease facility) ¦ 152 MW ¦ COD 2029 (mid-term) ¦ Has interconnection agreement
28INR0359 | Cherry Sage Storage 1 SLF | SS Completed, FIS Started, No IA | Cherry Sage Storage 1 LLC | (#60423) TREADWELL 138kV. | Concho | WEST | 2029-02-23 | OTH | BA | 150.28 | 45 | Battery storage (BTS/net lease facility) ¦ 150 MW ¦ COD 2029 (mid-term) ¦ Has interconnection agreement
28INR0221 | Rio Star Energy Storage | SS Completed, FIS Started, No IA | Rio Star Energy Storage, LLC | Tap 1464 Wichita Falls South Switch – 1474 Scotland 138 kV | Wichita | WEST | 2029-04-20 | OTH | BA | 143.6 | 45 | Battery storage (BTS/net lease facility) ¦ 144 MW ¦ COD 2029 (mid-term) ¦ Has interconnection agreement
30INR0031 | Caldwell County Energy Center | SS Completed, FIS Started, No IA | Caldwell County Energy Center, LLC | #7051 Misty Substation 345kV | Caldwell | SOUTH | 2030-04-30 | GAS | GT | 1500 | 45 | Gas turbine (peaker plant) ¦ 1,500 MW (mega project) ¦ COD 2030 ¦ Has interconnection agreement
30INR0038 | Solgen Storage | SS Completed, FIS Started, No IA | Lampasas Hybrid Energy LLC | 7066 Adamsville 138kV | Lampasas | NORTH | 2029-08-30 | OTH | BA | 150.3 | 45 | Battery storage (BTS/net lease facility) ¦ 150 MW ¦ COD 2029 (mid-term) ¦ Has interconnection agreement
30INR0089 | Mistflower Energy Center Storage | SS Started, FIS Started, No IA | Mistflower Energy Center LLC | Tap 345kV 60072 Odysseus – 60040 Bluff Creek | Runnels | WEST | 2030-06-01 | MWH | OT | 312.85 | 45 | Battery storage (BTS/net lease facility) ¦ 313 MW (mid-size) ¦ COD 2030 ¦ Has interconnection agreement
30INR0093 | Wallflower Energy Storage | SS Started, FIS Started, No IA | Wallflower Energy Storage | Tap the 345 kV Cenizo (#80225) - Del Sol (#80307) line | Zapata | SOUTH | 2030-09-02 | OTH | BA | 209.16 | 45 | Battery storage (BTS/net lease facility) ¦ 209 MW (mid-size) ¦ COD 2030 ¦ Has interconnection agreement
27INR0460 | watermelon 4 energy storage | SS Completed, FIS Started, No IA | Tempus power management LLC | Tap on 2427 WATMLL_W5 345.00 - 2432 TRICRN1_5 345.00 345kV line ckt 1. | Dallas | NORTH | 2029-03-01 | OTH | BA | 102.1 | 45 | Battery storage (BTS/net lease facility) ¦ 102 MW ¦ COD 2029 (mid-term) ¦ Has interconnection agreement
28INR0294 | Infrakey Waco Data Park Gas 1 | SS Completed, FIS Started, No IA | Infrakey Capital LLC | Tap 345kV 246 BOSQUESW5 – 3406 ELM_MOTT__5 | McLennan | NORTH | 2027-06-01 | GAS | GT | 180 | 45 | Gas turbine (peaker plant) ¦ 180 MW ¦ COD 2027 (imminent - land deals NOW) ¦ Has interconnection agreement
23INR0123 | Vaca Storage | SS Completed, FIS Started, No IA | Long Mount Storage, LLC | 138kV 8723 Cangrejo | Calhoun | COASTAL | 2029-07-01 | OTH | BA | 101 | 45 | Battery storage (BTS/net lease facility) ¦ 101 MW ¦ COD 2029 (mid-term) ¦ Has interconnection agreement
27INR0457 | watermelon 1 energy storage | SS Completed, FIS Started, No IA | Tempus power management LLC | Tap on 2427 WATMLL_W5 345.00 - 2432 TRICRN1_5 345.00 345kV line ckt 1. | Dallas | NORTH | 2029-03-01 | OTH | BA | 102.1 | 45 | Battery storage (BTS/net lease facility) ¦ 102 MW ¦ COD 2029 (mid-term) ¦ Has interconnection agreement
27INR0459 | watermelon 3 energy storage | SS Completed, FIS Started, No IA | Tempus power management LLC | Tap on 2427 WATMLL_W5 345.00 - 2432 TRICRN1_5 345.00 345kV line ckt 1. 1.6 miles from 2427 WATMLL_W5 | Dallas | NORTH | 2029-03-01 | OTH | BA | 102.1 | 45 | Battery storage (BTS/net lease facility) ¦ 102 MW ¦ COD 2029 (mid-term) ¦ Has interconnection agreement
26INR0523 | Demeter Storage 2 | SS Completed, FIS Started, No IA | Demeter Solar, LLC | Tap 138kV 7224 LULING - 7216 Lockhart | Caldwell | SOUTH | 2029-06-01 | OTH | BA | 138 | 45 | Battery storage (BTS/net lease facility) ¦ 138 MW ¦ COD 2029 (mid-term) ¦ Has interconnection agreement
30INR0005 | Woodland Energy Storage | SS Completed, FIS Started, No IA | Woodland Energy Storage, LLC | 68040 Kopperl Substation 345kV | Bosque | NORTH | 2030-10-01 | OTH | BA | 207.6 | 45 | Battery storage (BTS/net lease facility) ¦ 208 MW (mid-size) ¦ COD 2030 ¦ Has interconnection agreement
25INR0503 | Timmerman Power Plant Phase 2 | SS Completed, FIS Completed, IA | Lower Colorado River Authority | 7041 John Dumas 345kV | Caldwell | SOUTH | 2026-04-30 | GAS | IC | 188.4 | 45 | Gas internal combustion ¦ 188 MW ¦ COD 2026 (imminent - land deals NOW) ¦ IA signed + FIS complete (most advanced)
27INR0458 | watermelon 2 energy storage | SS Completed, FIS Started, No IA | Tempus power management LLC | Tap on 2427 WATMLL_W5 345.00 - 2432 TRICRN1_5 345.00 345kV line ckt 1. | Dallas | NORTH | 2029-03-01 | OTH | BA | 102.1 | 45 | Battery storage (BTS/net lease facility) ¦ 102 MW ¦ COD 2029 (mid-term) ¦ Has interconnection agreement
24INR0376 | Huisache BESS | SS Completed, FIS Started, IA | Huisache Solar, LLC | Tapping the Elm Creek to Shaula circuit 1 | Wilson | SOUTH | 2029-06-30 | OTH | BA | 100.67 | 45 | Battery storage (BTS/net lease facility) ¦ 101 MW ¦ COD 2029 (mid-term) ¦ Has interconnection agreement
28INR0150 | South Tripoint BESS | SS Completed, FIS Started, No IA | South Triangle Energy, LLC | 7286 L_FAYETT8_1Y 138kV | Fayette | SOUTH | 2030-05-30 | OTH | BA | 204.5 | 45 | Battery storage (BTS/net lease facility) ¦ 204 MW (mid-size) ¦ COD 2030 ¦ Has interconnection agreement
27INR0097 | JUNIPERUS BESS | SS Completed, FIS Started, No IA | BLUE STONE RENEWABLE XXI LLC | TAP CASHSW_T5 (2464) -SULSP_SS1_5 (1697) | Hopkins | NORTH | 2029-07-09 | OTH | BA | 169.6 | 45 | Battery storage (BTS/net lease facility) ¦ 170 MW ¦ COD 2029 (mid-term) ¦ Has interconnection agreement
24INR0382 | Remy Jade III Power Station | SS Completed, FIS Completed, IA | Remy Jade III Generating, LLC | Tap 138kV 40390 Crosby - 40811 Highlands | Harris | HOUSTON | 2028-05-01 | GAS | GT | 102 | 45 | Gas turbine (peaker plant) ¦ 102 MW ¦ COD 2028 (near-term) ¦ IA signed + FIS complete (most advanced)
26INR0181 | Solar Star Frontier BESS | SS Completed, FIS Started, No IA | Solar Star Frontier BESS, LLC | 8656 Luna 138kV | Cameron | COASTAL | 2029-02-27 | OTH | BA | 101.02 | 45 | Battery storage (BTS/net lease facility) ¦ 101 MW ¦ COD 2029 (mid-term) ¦ Has interconnection agreement
25INR0287 | Hide Town Energy Storage | SS Completed, FIS Started, No IA | Hide Town Energy Storage LLC | 18555 Union Switch 138 kV | Scurry | WEST | 2029-10-11 | OTH | BA | 102.76 | 45 | Battery storage (BTS/net lease facility) ¦ 103 MW ¦ COD 2029 (mid-term) ¦ Has interconnection agreement
28INR0452 | Neal Battery | SS Completed, FIS Started, No IA | CH Neal Battery LLC | tap of 138kV 8750 CHARMERP4A - 8127 South Lane City | Wharton | SOUTH | 2029-04-03 | OTH | BA | 120.52 | 45 | Battery storage (BTS/net lease facility) ¦ 121 MW ¦ COD 2029 (mid-term) ¦ Has interconnection agreement
20INR0286 | Wise County Power Repower (CT1, CT2) | SS Completed, FIS Completed, IA | Wise County Power Company LLC | 1421 Willow Creek 345kV | Wise | NORTH | 2026-05-01 | GAS | CC | 21 | 45 | Gas combined cycle (major infrastructure) ¦ COD 2026 (imminent - land deals NOW) ¦ IA signed + FIS complete (most advanced)
23INR0284 | Las Moras Battery | SS Completed, FIS Started, No IA | Las Moras Storage, LLC | 8252 Brackett 138kV | Kinney | SOUTH | 2029-07-01 | OTH | BA | 101 | 45 | Battery storage (BTS/net lease facility) ¦ 101 MW ¦ COD 2029 (mid-term) ¦ Has interconnection agreement
26INR0685 | Exergy Energy West Texas Natural Gas Reciprocating Power I | SS Completed, FIS Started, No IA | August Partners LLC | 38095 TNJACKRBT1 138kV | Reeves | WEST | 2027-05-01 | GAS | IC | 400 | 45 | Gas internal combustion ¦ 400 MW (mid-size) ¦ COD 2027 (imminent - land deals NOW) ¦ Has interconnection agreement
26INR0162 | Timberline Storage | SS Completed, FIS Started, No IA | Timberline Renewables, LLC | Tap 345 kV 3119 Nacogdoches SE - 3116 Mt Enterprise | Nacogdoches | NORTH | 2029-04-20 | OTH | BA | 100.5 | 45 | Battery storage (BTS/net lease facility) ¦ 100 MW ¦ COD 2029 (mid-term) ¦ Has interconnection agreement
26INR0613 | Wichita County Mawson Storage | SS Completed, FIS Started, No IA | DM-WCM, LLC | Tap 345kV Fisher Road Switch (#1425) – Riley (#6101) Line | Wichita | WEST | 2029-04-16 | OTH | BA | 153.7 | 45 | Battery storage (BTS/net lease facility) ¦ 154 MW ¦ COD 2029 (mid-term) ¦ Has interconnection agreement
27INR0325 | Calf Creek Storage | SS Completed, FIS Started, No IA | Coyote Ridge Storage, LLC | Buffalo 138 kV Substation #23837 | Howard | WEST | 2029-09-20 | OTH | BA | 103.3 | 45 | Battery storage (BTS/net lease facility) ¦ 103 MW ¦ COD 2029 (mid-term) ¦ Has interconnection agreement
27INR0321 | Rock Island Generating (TEF -Due Diligence) | SS Completed, FIS Completed, IA | Kerrville Public Utility Board Public Facility Corporation | 57640 Rock Island 138 kV | Colorado | SOUTH | 2027-06-01 | GAS | IC | 121.8 | 45 | Gas internal combustion ¦ 122 MW ¦ COD 2027 (imminent - land deals NOW) ¦ IA signed + FIS complete (most advanced)
23INR0486 | Lamar Unit 1 Repower | SS Completed, FIS Started, No IA | La Frontera Holdings, LLC | 1692 Paris Switch Station 345kV | Lamar | NORTH | 2027-12-18 | GAS | CC | 66 | 45 | Gas combined cycle (major infrastructure) ¦ 66 MW (small) ¦ COD 2027 (imminent - land deals NOW) ¦ Has interconnection agreement
28INR0373 | Berryman Road Storage | SS Completed, FIS Started, No IA | Horizon Energy Storage Greenfield Project Holdings LLC | Tap 138kV 1424# Bowman Substation - 11525# Short grass Substation | Archer | WEST | 2029-04-16 | OTH | BA | 154.09 | 45 | Battery storage (BTS/net lease facility) ¦ 154 MW ¦ COD 2029 (mid-term) ¦ Has interconnection agreement
28INR0213 | Badger BESS | SS Completed, FIS Started, No IA | Greasewood BESS, LLC | 345 kV North McCamey (Bus# 76000) | Upton | WEST | 2029-05-25 | OTH | BA | 154.12 | 45 | Battery storage (BTS/net lease facility) ¦ 154 MW ¦ COD 2029 (mid-term) ¦ Has interconnection agreement
24INR0168 | Tejano Storage | SS Completed, FIS Started, No IA | Tejano Storage, LLC | Tap 138kV 8125 Lolita - 8172 Victoria | Victoria | SOUTH | 2029-07-01 | OTH | BA | 152.31 | 45 | Battery storage (BTS/net lease facility) ¦ 152 MW ¦ COD 2029 (mid-term) ¦ Has interconnection agreement
27INR0531 | Erika BESS | SS Completed, FIS Started, No IA | Erika Solar, LLC | Tap 345kV ELKTON 5 (#3105 ) to Tricrn1 5 (#2432) | Kaufman | NORTH | 2029-07-01 | OTH | BA | 100 | 45 | Battery storage (BTS/net lease facility) ¦ 100 MW ¦ COD 2029 (mid-term) ¦ Has interconnection agreement
27INR0342 | Dorsey Road BESS | SS Completed, FIS Started, No IA | Horizon Energy Storage Greenfield Project Holdings LLC | Tap 138 kV Chavanea (5085) - Palo Alto (5330). | Bexar | SOUTH | 2029-08-31 | OTH | BA | 155 | 45 | Battery storage (BTS/net lease facility) ¦ 155 MW ¦ COD 2029 (mid-term) ¦ Has interconnection agreement
29INR0109 | Rockpile Storage | SS Completed, FIS Started, No IA | Rockpile Storage, LLC | Direct to substation at 69kV Derby BUS ID #5842 | Frio | SOUTH | 2029-06-12 | OTH | BA | 104 | 45 | Battery storage (BTS/net lease facility) ¦ 104 MW ¦ COD 2029 (mid-term) ¦ Has interconnection agreement
28INR0104 | Vazlon BESS SLF | SS Completed, FIS Started, No IA | Vazlon Energy LLC | 8619 Encinal - 8627 Lemay Box Bay 138kV line | La Salle | SOUTH | 2028-06-30 | OTH | BA | 0 | 44 | Battery storage (BTS/net lease facility) ¦ COD 2028 (near-term) ¦ Has interconnection agreement
29INR0206 | Riviera Gas | SS Completed, FIS Started, No IA | BKV-BPP Power | 3413 KNOB CREEK SWITCH SUBSTATION 345kV | Bell | NORTH | 2030-06-14 | GAS | CC | 941.8 | 44 | Gas combined cycle (major infrastructure) ¦ 942 MW (large) ¦ COD 2030 ¦ Has interconnection agreement
24INR0361 | Blanket Ranch South Storage | SS Completed, FIS Started, No IA | Blanket Ranch South Solar, LLC | Tap 345kV 11441 CORN TRAIL SWITCH - 1444 BROWN SWITCH | Brown | NORTH | 2028-09-22 | OTH | BA | 34.3 | 44 | Battery storage (BTS/net lease facility) ¦ COD 2028 (near-term) ¦ Has interconnection agreement
25INR0216 | Blue Sky Storage SLF | SS Completed, FIS Started, No IA | UKA North America, LLC | 138 kV Friend Ranch (Bus# 6562) | Crockett | WEST | 2028-06-30 | OTH | BA | 0 | 44 | Battery storage (BTS/net lease facility) ¦ COD 2028 (near-term) ¦ Has interconnection agreement
28INR0149 | Fallstone Storage SLF | SS Completed, FIS Started, No IA | Fallstone Solar, LLC | Tap 69kV 3588 Groesbeck - 3637 Otto Junction | Falls | NORTH | 2028-09-21 | OTH | BA | 0 | 44 | Battery storage (BTS/net lease facility) ¦ COD 2028 (near-term) ¦ Has interconnection agreement
26INR0362 | Midfield BESS Project SLF | SS Completed, FIS Started, No IA | HQC Solar Holdings 1, LLC | Tap 138kV 8121 Blessing - 8125 Lolita | Matagorda | COASTAL | 2028-07-01 | OTH | BA | 0 | 44 | Battery storage (BTS/net lease facility) ¦ COD 2028 (near-term) ¦ Has interconnection agreement
24INR0262 | Lan Battery SLF | SS Completed, FIS Started, No IA | BR Solar, LLC | Tap 345kV 1729 Valley South – 1692 Paris Switch | Lamar | NORTH | 2028-08-26 | OTH | BA | 0 | 44 | Battery storage (BTS/net lease facility) ¦ COD 2028 (near-term) ¦ Has interconnection agreement
24INR0260 | Lager Storage | SS Completed, FIS Started, No IA | Momentum Lager LLC | 8031 Gillrina 69kV | Nueces | COASTAL | 2028-06-30 | OTH | BA | 31.1 | 44 | Battery storage (BTS/net lease facility) ¦ COD 2028 (near-term) ¦ Has interconnection agreement
28INR0190 | Ashra Storage SLF | SS Completed, FIS Started, No IA | Ashra Solar, LLC | Tap 69kV 5823 UVALDE Switch - 5820 UVALDE SUB | Uvalde | SOUTH | 2028-06-14 | OTH | BA | 1.62 | 44 | Battery storage (BTS/net lease facility) ¦ COD 2028 (near-term) ¦ Has interconnection agreement
25INR0507 | Mud Cat Storage SLF | SS Completed, FIS Started, No IA | Mud Cat Solar, LLC | 11768 Hawk Hollow – 1768 Deport 138kV | Lamar | NORTH | 2028-09-18 | OTH | BA | 0 | 44 | Battery storage (BTS/net lease facility) ¦ COD 2028 (near-term) ¦ Has interconnection agreement
25INR0609 | Proteus London-Leigh Storage SLF | SS Completed, FIS Started, No IA | London Leigh Solar, LLC | Bernoulli (bus # 59907) | Glasscock | WEST | 2028-09-30 | OTH | BA | 0 | 44 | Battery storage (BTS/net lease facility) ¦ COD 2028 (near-term) ¦ Has interconnection agreement
30INR0052 | Lost Pines Power Park | SS Completed, FIS Started, IA | LCRA | (#170174) LOST PINES 345 kV | Bastrop | SOUTH | 2030-12-15 | GAS | CC | 880 | 44 | Gas combined cycle (major infrastructure) ¦ 880 MW (large) ¦ COD 2030 ¦ Has interconnection agreement
27INR0293 | Donelson Storage SLF | SS Completed, FIS Started, No IA | Donelson Storage | Tap the 69 kV Bagwell (#1785) - Clarksville (#11784) line, ONCOR | Red River | NORTH | 2028-10-17 | OTH | BA | 0 | 44 | Battery storage (BTS/net lease facility) ¦ COD 2028 (near-term) ¦ Has interconnection agreement
28INR0273 | Miracle Ranch BESS SLF | SS Completed, FIS Started, No IA | Miracle Ranch LLC | 138kV North Laredo (8909_NLARSW4A) to Barrera (8717_BARRERA4A) - AEP | Webb | SOUTH | 2028-06-30 | OTH | BA | 0 | 44 | Battery storage (BTS/net lease facility) ¦ COD 2028 (near-term) ¦ Has interconnection agreement
30INR0054 | SCHNEIDER COMBINED CYCLE | SS Completed, FIS Started, IA | LCRA | Double Tap 345kV #7042 Zorn - #7040 Austrop and #7042 Zorn - #9074 Lytton Springs | Caldwell | SOUTH | 2030-12-15 | GAS | CC | 880 | 44 | Gas combined cycle (major infrastructure) ¦ 880 MW (large) ¦ COD 2030 ¦ Has interconnection agreement
30INR0051 | Sim Gideon Combined Cycle | SS Completed, FIS Started, IA | LCRA | (#7310) SIM GIDEON 138 kV | Bastrop | SOUTH | 2030-12-15 | GAS | CC | 880 | 44 | Gas combined cycle (major infrastructure) ¦ 880 MW (large) ¦ COD 2030 ¦ Has interconnection agreement
24INR0391 | Kennedy Storage | SS Completed, FIS Started, No IA | Kennedy Bypass Solar LLC | Tap 345kV 68040 Kopprl Capacitor Yard - 68091 Navarro | Navarro | NORTH | 2028-12-31 | OTH | BA | 25.3 | 44 | Battery storage (BTS/net lease facility) ¦ COD 2028 (near-term) ¦ Has interconnection agreement
24INR0450 | Lumen Farm BESS SLF | SS Completed, FIS Started, No IA | Neches Solar, LLC | Tap 138kV 3325 Blackburn Switch – 3272 Palestine | Anderson | NORTH | 2028-09-30 | OTH | BA | 0 | 44 | Battery storage (BTS/net lease facility) ¦ COD 2028 (near-term) ¦ Has interconnection agreement
27INR0524 | Portland Storage SLF | SS Completed, FIS Started, No IA | Convergent Energy Solutions LLC | 8566 HOT IRON 4A 138 kV 8569 HOT IRON 4B 138 kV (2) POIs will be used for this project because there are (2) 138 kV lines supplying the ArcelorMittal plant. Project physical connection will be 13.8 kV bus at ArcelorMittal. | San Patricio | COASTAL | 2028-01-03 | OTH | BA | 0 | 44 | Battery storage (BTS/net lease facility) ¦ COD 2028 (near-term) ¦ Has interconnection agreement
28INR0238 | Dempsey Storage SLF | SS Completed, FIS Started, No IA | Dempsey Storage LLC | Tap the 138 KV Ridge (#37)-Robertson (#32) line; BEPC | Leon | NORTH | 2028-09-08 | OTH | BA | 0 | 44 | Battery storage (BTS/net lease facility) ¦ COD 2028 (near-term) ¦ Has interconnection agreement
24INR0169 | Yaupon Storage SLF | SS Completed, FIS Started, IA | Yaupon Solar, LLC | to Tap 345 kV Gibson Switch (3706) – TNP One (39950) | Milam | SOUTH | 2028-07-01 | OTH | BA | 0 | 44 | Battery storage (BTS/net lease facility) ¦ COD 2028 (near-term) ¦ Has interconnection agreement
26INR0408 | Liatris Flexible Gas | SS Completed, FIS Completed, IA | Stone Creek Peaker LLC | Tap 138 kV (42980) Nash - (44010) WA Parish CKT02 | Brazoria | COASTAL | 2029-02-01 | GAS | GT | 204.71 | 44 | Gas turbine (peaker plant) ¦ 205 MW (mid-size) ¦ COD 2029 (mid-term) ¦ IA signed + FIS complete (most advanced)
25INR0379 | Starr Storage | SS Completed, FIS Started, No IA | Falcon Lake Storage, LLC | 8795 Roma 138kV | Starr | SOUTH | 2028-03-29 | OTH | BA | 0 | 44 | Battery storage (BTS/net lease facility) ¦ COD 2028 (near-term) ¦ Has interconnection agreement
28INR0209 | Strawberry Dunes BESS SLF | SS Completed, FIS Started, No IA | Strawberry Dunes LLC | Tap 138kV ROSSVILLESB8 (5718) to OAKSSW8 (5713) | Atascosa | SOUTH | 2028-06-30 | OTH | BA | 0 | 44 | Battery storage (BTS/net lease facility) ¦ COD 2028 (near-term) ¦ Has interconnection agreement
28INR0432 | Solarville BESS SLF | SS Completed, FIS Started, No IA | Ville Solar, LLC | Tap 345 kV (#2432)Tri Corner - (#3105) Elkton | Kaufman | NORTH | 2028-09-19 | OTH | BA | 0 | 44 | Battery storage (BTS/net lease facility) ¦ COD 2028 (near-term) ¦ Has interconnection agreement
24INR0066 | Keys Hollow Storage Phase II SLF | SS Completed, FIS Started, IA | Keys Hollow Solar, LLC | 345kV Tap 8164 Coleto Creek - 8673 RAPTOR7A | Goliad | SOUTH | 2028-03-10 | OTH | BA | 0 | 44 | Battery storage (BTS/net lease facility) ¦ COD 2028 (near-term) ¦ Has interconnection agreement
24INR0068 | KEYS HOLLOW STORAGE SLF | SS Completed, FIS Started, IA | Keys Hollow Solar, LLC | TAP 345 KV LINE FROM COLETO 8164 - RAPTOR7A 8673 | Goliad | SOUTH | 2028-03-10 | OTH | BA | 0 | 44 | Battery storage (BTS/net lease facility) ¦ COD 2028 (near-term) ¦ Has interconnection agreement
26INR0195 | Realitos Storage SLF | SS Completed, FIS Started, No IA | Mesquite Creek LLC | Bruni (#8297) – Crestonio (#8695) 138 kV line; AEP | Duval | SOUTH | 2028-12-15 | OTH | BA | 0 | 44 | Battery storage (BTS/net lease facility) ¦ COD 2028 (near-term) ¦ Has interconnection agreement
27INR0381 | La Mancha Storage SLF | SS Completed, FIS Started, No IA | La Mancha Storage, LLC | Tap 69kV 5836 NBatesville - 5822 Leona | Zavala | SOUTH | 2028-10-10 | OTH | BA | 40.9 | 44 | Battery storage (BTS/net lease facility) ¦ COD 2028 (near-term) ¦ Has interconnection agreement
27INR0376 | Buck Ranch Storage SLF | SS Completed, FIS Started, No IA | Buck Ranch Solar, LLC | 5690 WEST GEORGE WEST SUB 69kV | Live Oak | SOUTH | 2028-08-09 | OTH | BA | 40.8 | 44 | Battery storage (BTS/net lease facility) ¦ COD 2028 (near-term) ¦ Has interconnection agreement
24INR0319 | Burro Loco Energy Storage | SS Completed, FIS Started, No IA | VESI | 8626 Resaca 69kV | Cameron | COASTAL | 2028-09-15 | OTH | BA | 25.14 | 44 | Battery storage (BTS/net lease facility) ¦ COD 2028 (near-term) ¦ Has interconnection agreement
28INR0066 | Sunrose Renewable Energy Storage SLF | SS Completed, FIS Completed, No IA | Sunrose Renewable Energy LLC | Tap 138kV 44740 WALLIS - 44700 GEBHRT | Austin | SOUTH | 2029-12-31 | OTH | BA | 0 | 43 | Battery storage (BTS/net lease facility) ¦ COD 2029 (mid-term) ¦ IA signed + FIS complete (most advanced)
23INR0324 | Lumberjack Storage | SS Completed, FIS Started, IA | EDP Renewables North America LLC | 138 kV Tap 3110 Stryker Creek - 3147 Troup | Cherokee | NORTH | 2029-11-01 | OTH | BA | 50.94 | 43 | Battery storage (BTS/net lease facility) ¦ 51 MW (small) ¦ COD 2029 (mid-term) ¦ Has interconnection agreement
29INR0151 | Juanita Creek BESS | SS Completed, FIS Completed, No IA | Juanita Creek Energy Center, LLC | Tap CKT #39 between El Maton (#43990) and W.A.Parish (#44000) | Matagorda | COASTAL | 2031-10-01 | OTH | BA | 303.6 | 43 | Battery storage (BTS/net lease facility) ¦ 304 MW (mid-size) ¦ COD 2031 (speculative) ¦ IA signed + FIS complete (most advanced)
27INR0338 | Billie Storage | SS Completed, FIS Started, No IA | Weslaco Storage LLC | Tap 138kV 8357 North Weslaco – 8358 North Mercedes | Hidalgo | SOUTH | 2029-09-02 | OTH | BA | 83.75 | 43 | Battery storage (BTS/net lease facility) ¦ 84 MW (small) ¦ COD 2029 (mid-term) ¦ Has interconnection agreement
26INR0345 | NET Power Demonstration plant | SS Completed, FIS Completed, No IA | NET Power LLC | 42360 Mirage POI 8 138kV | Harris | HOUSTON | 2027-08-21 | GAS | GT | 25.5 | 43 | Gas turbine (peaker plant) ¦ COD 2027 (imminent - land deals NOW) ¦ IA signed + FIS complete (most advanced)
25INR0130 | Demeter Storage | SS Completed, FIS Started, No IA | Demeter Solar, LLC | Tap 138kV 7224 LULING - 7216 Lockhart | Caldwell | SOUTH | 2029-06-01 | OTH | BA | 65 | 43 | Battery storage (BTS/net lease facility) ¦ 65 MW (small) ¦ COD 2029 (mid-term) ¦ Has interconnection agreement
28INR0202 | Fluvanna Max BESS SLF | SS Completed, FIS Started, No IA | Fluvanna Max Solar LLC | 11305 DERMOTT 345 kV | Scurry | WEST | 2029-09-14 | OTH | BA | 51.8 | 43 | Battery storage (BTS/net lease facility) ¦ 52 MW (small) ¦ COD 2029 (mid-term) ¦ Has interconnection agreement
28INR0228 | GPlains Storage | SS Completed, FIS Started, No IA | Gypsum Plains Solar, LLC | Tap 138kV WOLFSS_8 (1013) - SANDHLTA_8 (1103) | Ector | WEST | 2029-06-21 | OTH | BA | 51.27 | 43 | Battery storage (BTS/net lease facility) ¦ 51 MW (small) ¦ COD 2029 (mid-term) ¦ Has interconnection agreement
27INR0497 | Black Mountain Somervell Gas Combined | SS Completed, FIS Started, No IA | Fort Worth Power Core LLC | Tap Comanche Peak SES Substation (#1900) to Johnson Switch (#1902) 345kV Line | Somervell | NORTH | 2029-09-28 | GAS | CC | 495.3 | 43 | Gas combined cycle (major infrastructure) ¦ 495 MW (mid-size) ¦ COD 2029 (mid-term) ¦ Has interconnection agreement
24INR0605 | TEXAS GULF SULPHUR REPOWER | SS Completed, FIS Completed, IA | Wharton County Generation, LLC | 43340 Gulftie 138 kV | Wharton | SOUTH | 2025-03-27 | GAS | GT | 16.1 | 43 | Gas turbine (peaker plant) ¦ COD 2025 (imminent - land deals NOW) ¦ IA signed + FIS complete (most advanced)
27INR0585 | Lytton Springs BESS | SS Completed, FIS Started, No IA | SMT Lytton Springs LLC | Lytton Springs (#9074) – Fayette Plant (#7055) 345 kV Line | Caldwell | SOUTH | 2029-12-01 | OTH | BA | 76.4 | 43 | Battery storage (BTS/net lease facility) ¦ 76 MW (small) ¦ COD 2029 (mid-term) ¦ Has interconnection agreement
26INR0444 | Sullivan BESS | SS Completed, FIS Started, No IA | Sullivan Solar LLC | Tap 138kV 8798 La Grulla - 8355 Goodwin | Hidalgo | SOUTH | 2029-02-25 | OTH | BA | 72.19 | 43 | Battery storage (BTS/net lease facility) ¦ 72 MW (small) ¦ COD 2029 (mid-term) ¦ Has interconnection agreement
26INR0442 | Donna BESS | SS Completed, FIS Started, No IA | Donna Solar LLC | Tap 345 kV 80137 Stewart Road - 8383 North Edinburg | Hidalgo | SOUTH | 2029-02-22 | OTH | BA | 53.91 | 43 | Battery storage (BTS/net lease facility) ¦ 54 MW (small) ¦ COD 2029 (mid-term) ¦ Has interconnection agreement
30INR0071 | Prairie Ridge (Gas - CC) | SS Completed, FIS Started, No IA | Tenaska Power Generation, LLC | TAP 345 KV 11699 WOODARD - 11702 BEARPEN | Franklin | NORTH | 2032-06-01 | GAS | CC | 1660.4 | 42 | Gas combined cycle (major infrastructure) ¦ 1,660 MW (mega project) ¦ COD 2032 (speculative) ¦ Has interconnection agreement
27INR0489 | Power Lane II Gas | SS Completed, FIS Started, No IA | GEUS | Tap 138kV Caddo Mills Explorer (11832) – Scatter Branch Sub (1818) Line via (future) GEUS_STM Substation | Hunt | NORTH | 2027-06-01 | GAS | IC | 104.39 | 42 | Gas internal combustion ¦ 104 MW ¦ COD 2027 (imminent - land deals NOW) ¦ Has interconnection agreement
26INR0537 | Comanche Creek generating station | SS Completed, FIS Started, No IA | Longfellow Power LLC | TNCENTRY1_1 [138 kV] ( 38431) | Pecos | WEST | 2027-12-31 | GAS | IC | 107 | 42 | Gas internal combustion ¦ 107 MW ¦ COD 2027 (imminent - land deals NOW) ¦ Has interconnection agreement
24INR0073 | Hyacinth Storage | SS Completed, FIS Started, No IA | Hyacinth Storage, LLC | 46500 Tomball 345 kV | Harris | HOUSTON | 2030-12-25 | OTH | BA | 103.05 | 42 | Battery storage (BTS/net lease facility) ¦ 103 MW ¦ COD 2030 ¦ Has interconnection agreement
28INR0353 | Cowboy Power Gas Plant | SS Completed, FIS Started, No IA | Vaquero Power, LLC | Tap 345kV 8249 Angstrom - 8624 Grissom | San Patricio | COASTAL | 2028-10-16 | GAS | IC | 251.53 | 42 | Gas internal combustion ¦ 252 MW (mid-size) ¦ COD 2028 (near-term) ¦ Has interconnection agreement
28INR0351 | River Boat Power Gas Plant | SS Completed, FIS Started, No IA | Champion Creek Power, LLC | Tap 345kV 10053 Cattlemen 5 - 76030 Gasconades Creek | Mitchell | WEST | 2028-06-30 | GAS | IC | 334.36 | 42 | Gas internal combustion ¦ 334 MW (mid-size) ¦ COD 2028 (near-term) ¦ Has interconnection agreement
31INR0019 | Permian I Natural Gas | SS Completed, FIS Started, No IA | S&S Renewables, LLC | Tap TNMP White Baker (38435)–Bottlebrush(38441) 345-kV double-circuit | Pecos | WEST | 2030-06-30 | GAS | IC | 1247.4 | 42 | Gas internal combustion ¦ 1,247 MW (mega project) ¦ COD 2030 ¦ Has interconnection agreement
27INR0272 | EMPower Odessa (TEF - Due Diligence) | SS Completed, FIS Completed, No IA | EMPOWER USA, LLC | Tap 138 kV 1110 EDWARDS TAP - 1102 JUDKINS | Ector | WEST | 2028-03-09 | GAS | IC | 123.4 | 42 | Gas internal combustion ¦ 123 MW ¦ COD 2028 (near-term) ¦ IA signed + FIS complete (most advanced)
28INR0325 | Cielo Vista Power Gas Plant | SS Completed, FIS Started, No IA | Cielo Vista Power, LLC | Tap 345kV Bus #5901 Miguel5 - Bus #80079 Cruce7A Ckt 1 | Duval | SOUTH | 2028-06-30 | GAS | IC | 334.7 | 42 | Gas internal combustion ¦ 335 MW (mid-size) ¦ COD 2028 (near-term) ¦ Has interconnection agreement
23INR0027 | Cachena Solar SLF | SS Completed, FIS Completed, IA | Clear Fork Creek Solar LLC | Tap 345KV 5133 Elm Creek - 5323 Old Hickory | Wilson | SOUTH | 2027-04-29 | SOL | PV | 601.31 | 42 | Solar PV (land lease, not building) ¦ 601 MW (large) ¦ COD 2027 (imminent - land deals NOW) ¦ IA signed + FIS complete (most advanced)
26INR0155 | Ross Solar | SS Completed, FIS Started, IA | S&S Renewables, LLC | tap 345kV 8249 Angstrom – 8676 Static | Refugio | COASTAL | 2027-07-31 | SOL | PV | 1025.57 | 42 | Solar PV (land lease, not building) ¦ 1,026 MW (mega project) ¦ COD 2027 (imminent - land deals NOW) ¦ Has interconnection agreement
20INR0069 | Danish Fields Solar | SS Completed, FIS Completed, IA | Danish Fields Solar, LLC | 44200 Hillje 345kV | Wharton | SOUTH | 2026-03-31 | SOL | PV | 602.8 | 42 | Solar PV (land lease, not building) ¦ 603 MW (large) ¦ COD 2026 (imminent - land deals NOW) ¦ IA signed + FIS complete (most advanced)
24INR0010 | Pinnington Solar | SS Completed, FIS Completed, IA | Hecate Energy Longhorn Solar LLC | 1506 Long Hollow Switch 345kV | Jack | NORTH | 2026-04-30 | SOL | PV | 653.7 | 42 | Solar PV (land lease, not building) ¦ 654 MW (large) ¦ COD 2026 (imminent - land deals NOW) ¦ IA signed + FIS complete (most advanced)
27INR0107 | Starlight Storage | SS Completed, FIS Started, IA | Mills Tx Solar LLC | Tap 138kV 7070 Goldthwaite – 77074 San Saba Switch | Mills | NORTH | 2030-05-09 | OTH | BA | 104.66 | 42 | Battery storage (BTS/net lease facility) ¦ 105 MW ¦ COD 2030 ¦ Has interconnection agreement
29INR0145 | Elysium Energy Center BESS | SS Completed, FIS Started, No IA | Adapture Solar Development | 44030 Arcola 138 kV | Fort Bend | HOUSTON | 2030-01-17 | OTH | BA | 100 | 42 | Battery storage (BTS/net lease facility) ¦ 100 MW ¦ COD 2030 ¦ Has interconnection agreement
26INR0269 | Moccasin Solar | SS Completed, FIS Completed, IA | Swenson Solar LLC | Tapping the 345 kV Line from Kirchhoff (Bus# 60707) to Clear Crossing (Bus# 60515) | Stonewall | WEST | 2027-07-06 | SOL | PV | 603.59 | 42 | Solar PV (land lease, not building) ¦ 604 MW (large) ¦ COD 2027 (imminent - land deals NOW) ¦ IA signed + FIS complete (most advanced)
28INR0086 | West Royal Natural Gas (TEF-Due Diligence) | SS Completed, FIS Started, No IA | Invenergy Energy Transition Development LLC | Tap 345kV 76000 L_NORTMC5_1Y - 18668 ROCKDRAW_5 | Upton | WEST | 2030-06-01 | GAS | GT | 888 | 42 | Gas turbine (peaker plant) ¦ 888 MW (large) ¦ COD 2030 ¦ Has interconnection agreement
32INR0003 | Mule Deer Run Gas | SS Completed, FIS Started, No IA | BOULEVARD ASSOCIATES, LLC | #3308 Pin Oak 345KV | Anderson | NORTH | 2031-07-01 | GAS | CC | 1381 | 42 | Gas combined cycle (major infrastructure) ¦ 1,381 MW (mega project) ¦ COD 2031 (speculative) ¦ Has interconnection agreement
29INR0041 | Homestead Power (TEF-Due Diligence) | SS Completed, FIS Started, No IA | Homestead Power LLC | 138 kV New Bremen #7271 | Austin | SOUTH | 2029-12-15 | GAS | GT | 260.3 | 41 | Gas turbine (peaker plant) ¦ 260 MW (mid-size) ¦ COD 2029 (mid-term) ¦ Has interconnection agreement
26INR0183 | TRIFECTA Gas | SS Completed, FIS Completed, No IA | NET Power Canaveral, LLC | Tap 345 kV 1185 Midland County Northwest Switch (bus #1185) – Midland East (bus #1021) 345 kV Line Ckt 01 | Midland | WEST | 2030-02-11 | GAS | GT | 453 | 41 | Gas turbine (peaker plant) ¦ 453 MW (mid-size) ¦ COD 2030 ¦ IA signed + FIS complete (most advanced)
29INR0293 | Pink Storage SLF | SS Started, FIS Started, No IA | Pink Solar, LLC | 971 Pruitt 138kV | Hunt | NORTH | 2029-07-31 | OTH | BA | 0 | 40 | Battery storage (BTS/net lease facility) ¦ COD 2029 (mid-term) ¦ Has interconnection agreement
22INR0523 | Midlothian 4 repower | SS Completed, FIS Started, No IA | MIDLOTHIAN ENERGY, LLC | 1940 Midlothian ANP 345kV | Ellis | NORTH | 2026-12-03 | GAS | GT | 18 | 40 | Gas turbine (peaker plant) ¦ COD 2026 (imminent - land deals NOW) ¦ Has interconnection agreement
22INR0543 | Midlothian Unit 3 repower | SS Completed, FIS Started, No IA | MIDLOTHIAN ENERGY, LLC | 1940 Midlothian ELP 345kV | Ellis | NORTH | 2026-12-03 | GAS | GT | 18 | 40 | Gas turbine (peaker plant) ¦ COD 2026 (imminent - land deals NOW) ¦ Has interconnection agreement
28INR0197 | Star Grass Renewable Energy Storage SLF | SS Completed, FIS Started, No IA | Star Grass Renewable Energy LLC | Tap 138kV 6310 Putnam - 3378 Carbon_8 | Eastland | NORTH | 2029-09-14 | OTH | BA | 0 | 40 | Battery storage (BTS/net lease facility) ¦ COD 2029 (mid-term) ¦ Has interconnection agreement
27INR0112 | Malachite BESS | SS Completed, FIS Completed, IA | Malachite Storage LLC | Tap 345 kV 44200 Hillje – 9073 Holman | Wharton | SOUTH | 2032-04-30 | OTH | BA | 191.12 | 40 | Battery storage (BTS/net lease facility) ¦ 191 MW ¦ COD 2032 (speculative) ¦ IA signed + FIS complete (most advanced)
27INR0337 | Jalisco Cogen | SS Completed, FIS Started, No IA | HEP Power Generation, LLC | 8475 JAVELINA4A 138 KV | Nueces | COASTAL | 2029-05-31 | GAS | CC | 167.8 | 40 | Gas combined cycle (major infrastructure) ¦ 168 MW ¦ COD 2029 (mid-term) ¦ Has interconnection agreement
29INR0021 | Buzios BESS SLF | SS Completed, FIS Started, No IA | Buzios Energy Storage, LLC | Tap 345kV 59904 Cottonwood - 23922 White River Ckt 2 | Motley | PANHANDLE | 2029-07-01 | OTH | BA | 0 | 40 | Battery storage (BTS/net lease facility) ¦ COD 2029 (mid-term) ¦ Has interconnection agreement
29INR0108 | 7L Storage SLF | SS Completed, FIS Started, No IA | 7L Solar, LLC | Tap 69kV 5870 Brundage - 5868 Big Wells | Dimmit | SOUTH | 2029-11-13 | OTH | BA | 0 | 40 | Battery storage (BTS/net lease facility) ¦ COD 2029 (mid-term) ¦ Has interconnection agreement
29INR0305 | Flurry Gas 1 | SS Started, FIS Started, No IA | NET Power Canaveral LLC | Tap 345 kV 1185 Midland County Northwest Switch (bus #1185) – Midland East (bus #1021) 345 kV Line Ckt 01 | Midland | WEST | 2029-01-31 | GAS | CC | 112 | 40 | Gas combined cycle (major infrastructure) ¦ 112 MW ¦ COD 2029 (mid-term) ¦ Has interconnection agreement
22INR0586 | Hays Energy Unit 2 Repower | SS Completed, FIS Started, No IA | HAYS ENERGY, LLC | 7043 Haysen 345kV | Hays | SOUTH | 2026-12-03 | GAS | GT | 18 | 40 | Gas turbine (peaker plant) ¦ COD 2026 (imminent - land deals NOW) ¦ Has interconnection agreement
21INR0527 | Hays Energy Unit 3 Repower | SS Completed, FIS Started, No IA | HAYS ENERGY, LLC | 7043 Hays 345kV | Hays | SOUTH | 2026-12-03 | GAS | GT | 18 | 40 | Gas turbine (peaker plant) ¦ COD 2026 (imminent - land deals NOW) ¦ Has interconnection agreement
22INR0546 | Enchanted Rock NEWPP | SS Completed, FIS Completed, IA | Generate ER-NG, LLC | 40475 Deusen 138kV | Harris | HOUSTON | 2026-02-28 | GAS | IC | 30 | 40 | Gas internal combustion ¦ COD 2026 (imminent - land deals NOW) ¦ IA signed + FIS complete (most advanced)
27INR0471 | Kickstart Energy Storage III | SS Completed, FIS Started, No IA | Kickstart Infrastructure LLC | Tap 345 kV #1906 VENUS_S5 to #68091 NAVARRO | Ellis | NORTH | 2029-09-30 | OTH | BA | 1.44 | 40 | Battery storage (BTS/net lease facility) ¦ COD 2029 (mid-term) ¦ Has interconnection agreement
25INR0694 | Hays Energy Unit 1 Repower | SS Completed, FIS Started, No IA | HAYS ENERGY, LLC | 7043 Hays Energy 345kV | Hays | SOUTH | 2026-12-03 | GAS | GT | 18 | 40 | Gas turbine (peaker plant) ¦ COD 2026 (imminent - land deals NOW) ¦ Has interconnection agreement
25INR0695 | Hays Energy Unit 4 Repower | SS Completed, FIS Started, No IA | HAYS ENERGY, LLC | 7043 Hays Energy 345kV | Hays | SOUTH | 2026-12-03 | GAS | GT | 18 | 40 | Gas turbine (peaker plant) ¦ COD 2026 (imminent - land deals NOW) ¦ Has interconnection agreement
27INR0498 | Infrakey Waco Data Park Gas 2 | SS Completed, FIS Started, No IA | Infrakey Capital LLC | 252 BOSQUESW8 138kV (Brazos Connection) | McLennan | NORTH | 2027-06-01 | GAS | GT | 0 | 40 | Gas turbine (peaker plant) ¦ COD 2027 (imminent - land deals NOW) ¦ Has interconnection agreement
27INR0469 | Kickstart Energy Storage I | SS Completed, FIS Started, No IA | Kickstart Infrastructure LLC | Tap 345 kV 1907 Venus Switch - 3383 BYNUM_5 | Ellis | NORTH | 2029-09-30 | OTH | BA | 1.44 | 40 | Battery storage (BTS/net lease facility) ¦ COD 2029 (mid-term) ¦ Has interconnection agreement
27INR0048 | Sunscape Renewable Energy Storage SLF | SS Completed, FIS Started, IA | Sunscape Renewable Energy LLC | Tap 345kV 8455 Lon C Hill -- 80078 Reforzar | Nueces | COASTAL | 2029-01-26 | OTH | BA | 0 | 40 | Battery storage (BTS/net lease facility) ¦ COD 2029 (mid-term) ¦ Has interconnection agreement
25INR0416 | Proteus Vernon Storage SLF | SS Completed, FIS Started, No IA | Vernon Solar and Storage LLC (a Delaware LLC) | 6060 Vernon 138kV | Wilbarger | WEST | 2029-02-18 | OTH | BA | 0 | 40 | Battery storage (BTS/net lease facility) ¦ COD 2029 (mid-term) ¦ Has interconnection agreement
26INR0528 | Mandolin Storage SLF | SS Completed, FIS Started, No IA | Mandolin Energy Center I, LLC | Tap 345kV 80355 Del Sol - 80227 Rapido | Starr | SOUTH | 2029-06-15 | OTH | BA | 0 | 40 | Battery storage (BTS/net lease facility) ¦ COD 2029 (mid-term) ¦ Has interconnection agreement
26INR0111 | Graphic Packaging Gas | SS Completed, FIS Started, No IA | Graphic Packaging International | Tap 138kV 3446 Peppervine Switch - 3544 Castleman Substation | McLennan | NORTH | 2026-04-07 | GAS | GT | 43.36 | 40 | Gas turbine (peaker plant) ¦ COD 2026 (imminent - land deals NOW) ¦ Has interconnection agreement
21INR0534 | Midlothian Unit 2 repower | SS Completed, FIS Started, No IA | MIDLOTHIAN ENERGY, LLC | 1939 Midlothian ELP 345kV | Ellis | NORTH | 2026-12-03 | GAS | GT | 18 | 40 | Gas turbine (peaker plant) ¦ COD 2026 (imminent - land deals NOW) ¦ Has interconnection agreement
27INR0025 | Panhandle Flagship Storage | SS Completed, FIS Started, IA | Panhandle Solar Group Operating Company LLC | 345 kV Railhead Substation (RAILHEAD #79005) | Carson | PANHANDLE | 2031-06-30 | OTH | BA | 371.7 | 40 | Battery storage (BTS/net lease facility) ¦ 372 MW (mid-size) ¦ COD 2031 (speculative) ¦ Has interconnection agreement
24INR0239 | Trojan BESS SLF | SS Completed, FIS Started, No IA | Trojan BESS | 11735 Cedar Elm Switch 345kV | Cooke | NORTH | 2029-07-01 | OTH | BA | 0 | 40 | Battery storage (BTS/net lease facility) ¦ COD 2029 (mid-term) ¦ Has interconnection agreement
29INR0179 | Rattlesnake Gap Storage SLF | SS Completed, FIS Started, No IA | ET Fuels US Inc. | 10119 Tributary Switch 138 kV | Howard | WEST | 2029-06-01 | OTH | BA | 0 | 40 | Battery storage (BTS/net lease facility) ¦ COD 2029 (mid-term) ¦ Has interconnection agreement
27INR0306 | Kurtz Storage SLF | SS Completed, FIS Started, No IA | Kurtz Storage, LLC | Tap 69kV #8206 Charlotte - #8607 Jourdanton | Atascosa | SOUTH | 2029-05-31 | OTH | BA | 0 | 40 | Battery storage (BTS/net lease facility) ¦ COD 2029 (mid-term) ¦ Has interconnection agreement
29INR0271 | Los Toros Energy Center Storage SLF | SS Started, FIS Started, No IA | Los Toros Energy Center, LLC | 1169 ALKALI_LAKE 138kV | Dawson | WEST | 2029-09-01 | OTH | BA | 0 | 40 | Battery storage (BTS/net lease facility) ¦ COD 2029 (mid-term) ¦ Has interconnection agreement
28INR0265 | Agricola BESS | SS Completed, FIS Started, No IA | Agricola BESS LLC | Tap 138kV GEBHARDT (#44700) - Wallis (#44740) | Austin | SOUTH | 2029-05-31 | OTH | BA | 0 | 40 | Battery storage (BTS/net lease facility) ¦ COD 2029 (mid-term) ¦ Has interconnection agreement
26INR0446 | Sword BESS | SS Completed, FIS Started, No IA | Hidalgo Solar LLC | Tap 138 kV 8394 Liston - 8392 Bates | Starr | SOUTH | 2029-02-22 | OTH | BA | 44.4 | 40 | Battery storage (BTS/net lease facility) ¦ COD 2029 (mid-term) ¦ Has interconnection agreement
27INR0470 | Kickstart Energy Storage II | SS Completed, FIS Started, No IA | Kickstart Infrastructure LLC | Tap 345 kV 1907 Venus Switch - 3383 BYNUM_5 | Ellis | NORTH | 2029-09-30 | OTH | BA | 1.44 | 40 | Battery storage (BTS/net lease facility) ¦ COD 2029 (mid-term) ¦ Has interconnection agreement
27INR0472 | Kickstart Energy Storage IV | SS Completed, FIS Started, No IA | Kickstart Infrastructure LLC | Tap 345 kV #1906 VENUS_S5 to #68091 NAVARRO | Ellis | NORTH | 2029-09-30 | OTH | BA | 1.44 | 40 | Battery storage (BTS/net lease facility) ¦ COD 2029 (mid-term) ¦ Has interconnection agreement
25INR0207 | Shadow Ranch Solar | SS Completed, FIS Started, No IA | LectricWind LLC | 842 King Mountain 345kV | Upton | WEST | 2026-06-01 | SOL | PV | 807.61 | 39 | Solar PV (land lease, not building) ¦ 808 MW (large) ¦ COD 2026 (imminent - land deals NOW) ¦ Has interconnection agreement
29INR0003 | Aurelius Solar | SS Completed, FIS Started, IA | IP Roman, LLC | 23908 Deaf Smith station 345 kV | Deaf Smith | PANHANDLE | 2028-06-30 | SOL | PV | 1124.24 | 39 | Solar PV (land lease, not building) ¦ 1,124 MW (mega project) ¦ COD 2028 (near-term) ¦ Has interconnection agreement
22INR0337 | Skylab Solar | SS Completed, FIS Started, No IA | EDF Renewables Development, Inc. | tap 345kV 5915 STP - 8249 Angstrom | Wharton | SOUTH | 2025-12-01 | SOL | PV | 609.74 | 39 | Solar PV (land lease, not building) ¦ 610 MW (large) ¦ COD 2025 (imminent - land deals NOW) ¦ Has interconnection agreement
29INR0287 | Valentine Energy Center | SS Started, FIS Started, No IA | Valentine Energy Center, LLC | 60400 Lynx 138kV | Pecos | WEST | 2028-11-28 | GAS | IC | 162.32 | 39 | Gas internal combustion ¦ 162 MW ¦ COD 2028 (near-term) ¦ Has interconnection agreement
25INR0080 | Meitner Solar | SS Completed, FIS Started, IA | IP Meitner, LLC | 345 kV Gray (Bus# 79000) | Gray | PANHANDLE | 2027-12-20 | SOL | PV | 702.64 | 39 | Solar PV (land lease, not building) ¦ 703 MW (large) ¦ COD 2027 (imminent - land deals NOW) ¦ Has interconnection agreement
20INR0255 | Renegade Project | SS Completed, FIS Started, IA | Renegade Renewable LLC | Tap 345kV 23910 Windmill - 23906 AJ Swope | Deaf Smith | PANHANDLE | 2027-04-17 | SOL | PV | 515.66 | 39 | Solar PV (land lease, not building) ¦ 516 MW (large) ¦ COD 2027 (imminent - land deals NOW) ¦ Has interconnection agreement
23INR0368 | Rocking X Solar | SS Completed, FIS Started, No IA | 7100 Tin Top LLC | Tap the 345 kV Parker Switch (bus#1436) – Comanche Peak SES (bus#1900) Double-Circuit line, Circuit 1. | Parker | NORTH | 2027-09-20 | SOL | PV | 602.2 | 39 | Solar PV (land lease, not building) ¦ 602 MW (large) ¦ COD 2027 (imminent - land deals NOW) ¦ Has interconnection agreement
26INR0230 | Titus Sienta Solar | SS Completed, FIS Completed, No IA | Sol Sienta Solar, LLC | Tap 138kV 1239 Coyanosa - 11238 Blair Lake Sub | Pecos | WEST | 2028-06-01 | SOL | PV | 501.93 | 39 | Solar PV (land lease, not building) ¦ 502 MW (large) ¦ COD 2028 (near-term) ¦ IA signed + FIS complete (most advanced)
27INR0324 | LONE STAR INDUSTRIAL PARK GAS POWER PROJECT | SS Completed, FIS Started, No IA | LONE STAR INDUSTRIAL PARK, LLC | 1795 Monticello SES 138kV | Morris | NORTH | 2028-05-11 | GAS | IC | 166 | 39 | Gas internal combustion ¦ 166 MW ¦ COD 2028 (near-term) ¦ Has interconnection agreement
24INR0404 | Tres Rios Ranch Solar | SS Completed, FIS Started, IA | LectricWind LLC | 76008 Twelvemile 345kV | Upton | WEST | 2027-12-31 | SOL | PV | 508 | 39 | Solar PV (land lease, not building) ¦ 508 MW (large) ¦ COD 2027 (imminent - land deals NOW) ¦ Has interconnection agreement
24INR0201 | Short Creek Solar | SS Completed, FIS Started, IA | Wichita Solar I, LLC | Tap 345kV 6101 Riley - 1425 Fisher Road Switch Ckt 1 | Wichita | WEST | 2027-12-17 | SOL | PV | 628.33 | 39 | Solar PV (land lease, not building) ¦ 628 MW (large) ¦ COD 2027 (imminent - land deals NOW) ¦ Has interconnection agreement
27INR0086 | Tumbleweed Solar | SS Completed, FIS Started, No IA | Hecate Energy Tumbleweed Solar LLC | 59905 Faraday 345 kV | Borden | WEST | 2027-12-01 | SOL | PV | 613.89 | 39 | Solar PV (land lease, not building) ¦ 614 MW (large) ¦ COD 2027 (imminent - land deals NOW) ¦ Has interconnection agreement
28INR0486 | Spectra Solar | SS Started, FIS Started, IA | SE DC Devco | 59912 Galvani 345KV | Scurry | WEST | 2028-11-16 | SOL | PV | 1200 | 39 | Solar PV (land lease, not building) ¦ 1,200 MW (mega project) ¦ COD 2028 (near-term) ¦ Has interconnection agreement
26INR0635 | Aquila Solar | SS Completed, FIS Started, No IA | Ben Milam Solar 5 | 3706 Gibson Switch 345kV | Milam | SOUTH | 2026-11-12 | SOL | PV | 500 | 39 | Solar PV (land lease, not building) ¦ 500 MW (large) ¦ COD 2026 (imminent - land deals NOW) ¦ Has interconnection agreement
27INR0434 | Lyra Solar | SS Completed, FIS Started, IA | Juno Solar 4 | 345kV MULESHOE (#59922) | Borden | WEST | 2027-09-15 | SOL | PV | 500 | 39 | Solar PV (land lease, not building) ¦ 500 MW (large) ¦ COD 2027 (imminent - land deals NOW) ¦ Has interconnection agreement
23INR0055 | Tabor Solar | SS Completed, FIS Started, No IA | Quanah Solar LLC | Tap 345kV 60504 Tesla - 61001 Jim Treece | Hardeman | WEST | 2027-04-16 | SOL | PV | 506.4 | 39 | Solar PV (land lease, not building) ¦ 506 MW (large) ¦ COD 2027 (imminent - land deals NOW) ¦ Has interconnection agreement
23INR0057 | Duffy Solar | SS Completed, FIS Started, IA | VDA Solar Texas 1 LLC | Tap 345kV WAP to STP CKT39 (PTI# 5915-44000 CKT 39) | Matagorda | COASTAL | 2027-12-31 | SOL | PV | 502.46 | 39 | Solar PV (land lease, not building) ¦ 502 MW (large) ¦ COD 2027 (imminent - land deals NOW) ¦ Has interconnection agreement
24INR0188 | Tehuacana Creek Solar | SS Completed, FIS Started, IA | Tehuacana Creek Solar LLC | Tap 345kV 3381 Big Brown – 68091 Navarro circuit | Navarro | NORTH | 2027-03-10 | SOL | PV | 505.43 | 39 | Solar PV (land lease, not building) ¦ 505 MW (large) ¦ COD 2027 (imminent - land deals NOW) ¦ Has interconnection agreement
26INR0088 | La Salle Solar | SS Completed, FIS Started, IA | La Salle Solar LLC | Tap 345kV LOBO7A (#80219) - FOWLERTONSW5 (#5709) (Cuernos 345 kV New Station) | La Salle | SOUTH | 2027-07-01 | SOL | PV | 512.6 | 39 | Solar PV (land lease, not building) ¦ 513 MW (large) ¦ COD 2027 (imminent - land deals NOW) ¦ Has interconnection agreement
26INR0621 | Juno 3 Solar | SS Completed, FIS Started, IA | Juno Solar 3 | #59916 Buck Canyon 345kV | Borden | WEST | 2027-11-30 | SOL | PV | 500 | 39 | Solar PV (land lease, not building) ¦ 500 MW (large) ¦ COD 2027 (imminent - land deals NOW) ¦ Has interconnection agreement
24INR0094 | Dovetail Solar 1 | SS Completed, FIS Started, No IA | Hecate Energy Dovetail Solar 1 LLC | Tap 345 KV 1421 Willow Creek - 60515 Clear Crossing Ckt 2 | Jack | NORTH | 2027-04-15 | SOL | PV | 666.1 | 39 | Solar PV (land lease, not building) ¦ 666 MW (large) ¦ COD 2027 (imminent - land deals NOW) ¦ Has interconnection agreement
27INR0499 | Draco Solar | SS Completed, FIS Started, No IA | Draco Solar LLC | Tap Long Draw (59900) – Faraday (59905) CKT 1 and LONGDRAW (59900) - GALVANI(59912) CKT 2 | Borden | WEST | 2027-08-19 | SOL | PV | 500 | 39 | Solar PV (land lease, not building) ¦ 500 MW (large) ¦ COD 2027 (imminent - land deals NOW) ¦ Has interconnection agreement
28INR0219 | Neptune Gas Generation Plant | SS Completed, FIS Started, No IA | BPX Production Company | 11200 Longpast_T8 138kv | Reeves | WEST | 2028-03-15 | GAS | IC | 113.77 | 39 | Gas internal combustion ¦ 114 MW ¦ COD 2028 (near-term) ¦ Has interconnection agreement
27INR0503 | Dog Star Solar I | SS Completed, FIS Started, No IA | Dog Star Solar LLC | 6235 ABILENE MULBERRY CREEK 345 kV | Taylor | WEST | 2027-12-31 | SOL | PV | 502.6 | 39 | Solar PV (land lease, not building) ¦ 503 MW (large) ¦ COD 2027 (imminent - land deals NOW) ¦ Has interconnection agreement
27INR0500 | Antila Solar | SS Completed, FIS Started, IA | Antila Solar LLC | #59916 Buck Canyon 345kV | Borden | WEST | 2027-11-30 | SOL | PV | 500 | 39 | Solar PV (land lease, not building) ¦ 500 MW (large) ¦ COD 2027 (imminent - land deals NOW) ¦ Has interconnection agreement
27INR0504 | Dog Star Solar II | SS Completed, FIS Started, No IA | Dog Star Solar LLC | 6235 ABILENE MULBERRY CREEK 345 kV | Taylor | WEST | 2027-12-31 | SOL | PV | 502.6 | 39 | Solar PV (land lease, not building) ¦ 503 MW (large) ¦ COD 2027 (imminent - land deals NOW) ¦ Has interconnection agreement
19INR0041 | Myrtle Solar | SS Completed, FIS Completed, IA | Myrtle Solar, LLC | 42110 Angleton 138kV | Brazoria | COASTAL | 2026-06-30 | SOL | PV | 321.2 | 38 | Solar PV (land lease, not building) ¦ 321 MW (mid-size) ¦ COD 2026 (imminent - land deals NOW) ¦ IA signed + FIS complete (most advanced)
28INR0087 | North Royal Thermal (TEF- Due Diligence) | SS Completed, FIS Started, No IA | Invenergy Energy Transition Development LLC | Tap 345kV 1695 MOSES_5 - 11699 WOODARD_5 | Lamar | NORTH | 2030-08-01 | GAS | GT | 479 | 38 | Gas turbine (peaker plant) ¦ 479 MW (mid-size) ¦ COD 2030 ¦ Has interconnection agreement
28INR0121 | Jalisco Peaker | SS Completed, FIS Started, No IA | HEP Power Generation, LLC | 8475 JAVELINA4A 138kV | Nueces | COASTAL | 2029-05-31 | GAS | GT | 183.6 | 38 | Gas turbine (peaker plant) ¦ 184 MW ¦ COD 2029 (mid-term) ¦ Has interconnection agreement
22INR0261 | Dorado Solar | SS Completed, FIS Completed, IA | Enbridge Solar (Sequoia I), LLC | 68051 Reata 345kV | Callahan | WEST | 2026-02-16 | SOL | PV | 401.35 | 38 | Solar PV (land lease, not building) ¦ 401 MW (mid-size) ¦ COD 2026 (imminent - land deals NOW) ¦ IA signed + FIS complete (most advanced)
30INR0073 | Bulldog Power II | SS Completed, FIS Started, No IA | Bulldog Power II LLC | 39703 TNMP FM524 Substation 138kV | Brazoria | COASTAL | 2030-09-30 | GAS | GT | 311 | 38 | Gas turbine (peaker plant) ¦ 311 MW (mid-size) ¦ COD 2030 ¦ Has interconnection agreement
21INR0221 | Samson Solar 1 | SS Completed, FIS Completed, IA | Samson Solar Energy LLC | tap both 345kV 1685 FarmersVl - 1695 Moses ckts | Lamar | NORTH | 2026-06-30 | SOL | PV | 250 | 38 | Solar PV (land lease, not building) ¦ 250 MW (mid-size) ¦ COD 2026 (imminent - land deals NOW) ¦ IA signed + FIS complete (most advanced)
21INR0413 | Big Star Solar | SS Completed, FIS Completed, IA | RWE Solar Development, LLC | Tap 345kV 9074 Lytton - 9073 Holman | Bastrop | SOUTH | 2026-01-31 | SOL | PV | 203.1 | 38 | Solar PV (land lease, not building) ¦ 203 MW (mid-size) ¦ COD 2026 (imminent - land deals NOW) ¦ IA signed + FIS complete (most advanced)
23INR0249 | Limewood Solar | SS Completed, FIS Completed, IA | Limewood Bell Renewables LLC | 3420 Temple Pecan Creek 138kV | Bell | NORTH | 2026-03-02 | SOL | PV | 204.6 | 38 | Solar PV (land lease, not building) ¦ 205 MW (mid-size) ¦ COD 2026 (imminent - land deals NOW) ¦ IA signed + FIS complete (most advanced)
23INR0070 | Chillingham Solar | SS Completed, FIS Completed, IA | Chillingham Solar LLC | 3687 Bell County East 345kV | Bell | NORTH | 2026-05-29 | SOL | PV | 352.39 | 38 | Solar PV (land lease, not building) ¦ 352 MW (mid-size) ¦ COD 2026 (imminent - land deals NOW) ¦ IA signed + FIS complete (most advanced)
21INR0406 | Buffalo Creek | SS Completed, FIS Completed, IA | Lincoln Clean Energy Development | tap 345kV 44000 WA Parish – 44040 BAILEY | Fort Bend | HOUSTON | 2026-02-28 | SOL | PV | 438.75 | 38 | Solar PV (land lease, not building) ¦ 439 MW (mid-size) ¦ COD 2026 (imminent - land deals NOW) ¦ IA signed + FIS complete (most advanced)
23INR0118 | Blevins Solar | SS Completed, FIS Completed, IA | Blevins Solar, LLC | Tap Bellfalls Switch (3404) – Lake Creek Switch (3409) | Falls | NORTH | 2026-03-06 | SOL | PV | 271.58 | 38 | Solar PV (land lease, not building) ¦ 272 MW (mid-size) ¦ COD 2026 (imminent - land deals NOW) ¦ IA signed + FIS complete (most advanced)
25INR0493 | PHOTON SOLAR 1 2 SLF | SS Completed, FIS Completed, IA | GulfStar Power, LLC | 44880 Waterh_POI_5 345kV | Wharton | SOUTH | 2026-02-16 | SOL | PV | 235.66 | 38 | Solar PV (land lease, not building) ¦ 236 MW (mid-size) ¦ COD 2026 (imminent - land deals NOW) ¦ IA signed + FIS complete (most advanced)
23INR0150 | Cradle Solar | SS Completed, FIS Completed, IA | Cradle Solar LLC | tap 345kV 42500 Dow - 43035 Oasis ckt 18 | Brazoria | COASTAL | 2027-02-22 | SOL | PV | 200.85 | 38 | Solar PV (land lease, not building) ¦ 201 MW (mid-size) ¦ COD 2027 (imminent - land deals NOW) ¦ IA signed + FIS complete (most advanced)
24INR0118 | Possum Kingdom Solar | SS Completed, FIS Completed, No IA | PK Solar, LLC | Tap 345kV 1421 Willow Creek Switch – 11523 Thomas Price | Jack | NORTH | 2027-10-29 | SOL | PV | 262.22 | 38 | Solar PV (land lease, not building) ¦ 262 MW (mid-size) ¦ COD 2027 (imminent - land deals NOW) ¦ IA signed + FIS complete (most advanced)
24INR0070 | Sypert Branch Solar Project | SS Completed, FIS Completed, IA | Sypert Branch Solar LLC | Tap 345kV #3751 Scooter Switch - #3687 Bell County East Switch Ckt 2 | Milam | SOUTH | 2026-04-30 | SOL | PV | 261.15 | 38 | Solar PV (land lease, not building) ¦ 261 MW (mid-size) ¦ COD 2026 (imminent - land deals NOW) ¦ IA signed + FIS complete (most advanced)
23INR0171 | Goodalta Solar | SS Completed, FIS Completed, No IA | GoodAlta Power Center LLC | tap 138kV 3127 Trinidad - 212 Winkler | Navarro | NORTH | 2027-09-20 | SOL | PV | 221.36 | 38 | Solar PV (land lease, not building) ¦ 221 MW (mid-size) ¦ COD 2027 (imminent - land deals NOW) ¦ IA signed + FIS complete (most advanced)
23INR0244 | Tiger Solar | SS Completed, FIS Completed, IA | Vaca Del Sol, LLC | 68004 PHANTOM HILL 345KV | Jones | WEST | 2027-06-30 | SOL | PV | 250.9 | 38 | Solar PV (land lease, not building) ¦ 251 MW (mid-size) ¦ COD 2027 (imminent - land deals NOW) ¦ IA signed + FIS complete (most advanced)
26INR0023 | Leon Solar Park | SS Completed, FIS Completed, IA | Misae Solar IV LLC | Tap 138kV Grapeland Magnolia Tap (bus #3355) to Pleasant Springs POI (bus# 3357) section of the Jewett -Crockett 138kV Line | Leon | NORTH | 2026-07-01 | SOL | PV | 210.11 | 38 | Solar PV (land lease, not building) ¦ 210 MW (mid-size) ¦ COD 2026 (imminent - land deals NOW) ¦ IA signed + FIS complete (most advanced)
24INR0269 | Bar Candela Solar SLF | SS Completed, FIS Completed, IA | Bar Candela Solar Project LLC | Long Lake Sub (Bus 3280) – Long Lake Tap Switch (Bus 3279) | Freestone | NORTH | 2027-12-31 | SOL | PV | 200.3 | 38 | Solar PV (land lease, not building) ¦ 200 MW (mid-size) ¦ COD 2027 (imminent - land deals NOW) ¦ IA signed + FIS complete (most advanced)
21INR0203 | Eastbell Milam Solar | SS Completed, FIS Completed, IA | EDP RENEWABLES NORTH AMERICA LLC | 345 kV Bell County East Switch (bus# 3687) - TNP One (bus# 39950) circuit 2 | Milam | SOUTH | 2025-10-31 | SOL | PV | 244.86 | 38 | Solar PV (land lease, not building) ¦ 245 MW (mid-size) ¦ COD 2025 (imminent - land deals NOW) ¦ IA signed + FIS complete (most advanced)
27INR0438 | Wisdom Solar SLF | SS Completed, FIS Completed, No IA | Wisdom Green Energy LLC | Tap 138 kV #38455 HOLIDAY SUB TNP - #38450 SOAPTREE TNP | Pecos | WEST | 2027-10-06 | SOL | PV | 299.37 | 38 | Solar PV (land lease, not building) ¦ 299 MW (mid-size) ¦ COD 2027 (imminent - land deals NOW) ¦ IA signed + FIS complete (most advanced)
24INR0161 | Miranda Solar Project | SS Completed, FIS Completed, IA | Miranda Solar Project, LLC | Tap 345kV 5709 Fowlerton - 5901 San Miguel Ckt 1 | McMullen | SOUTH | 2027-12-06 | SOL | PV | 261.42 | 38 | Solar PV (land lease, not building) ¦ 261 MW (mid-size) ¦ COD 2027 (imminent - land deals NOW) ¦ IA signed + FIS complete (most advanced)
23INR0047 | Charger Solar | SS Completed, FIS Completed, IA | AP Solar 4, LLC | tap 345kV 8249 Angstrom – 5915 STP | Refugio | COASTAL | 2026-08-31 | SOL | PV | 397.15 | 38 | Solar PV (land lease, not building) ¦ 397 MW (mid-size) ¦ COD 2026 (imminent - land deals NOW) ¦ IA signed + FIS complete (most advanced)
23INR0054 | Tanglewood Solar | SS Completed, FIS Completed, IA | Brazoria Solar, LLC | 345kV Seabreeze Substation | Brazoria | COASTAL | 2026-03-15 | SOL | PV | 250.96 | 38 | Solar PV (land lease, not building) ¦ 251 MW (mid-size) ¦ COD 2026 (imminent - land deals NOW) ¦ IA signed + FIS complete (most advanced)
21INR0359 | Hickerson Solar | SS Completed, FIS Completed, IA | Hickerson Solar | tap 345kV 68091 Navarro - 68040 Kopperl | Bosque | NORTH | 2026-04-30 | SOL | PV | 311.1 | 38 | Solar PV (land lease, not building) ¦ 311 MW (mid-size) ¦ COD 2026 (imminent - land deals NOW) ¦ IA signed + FIS complete (most advanced)
20INR0241 | Crowded Star Solar | SS Completed, FIS Completed, IA | Jones City Solar, LLC | tap 345kV 68001 Claytonville – 68004 Phantom Hill c2 (New Substation: Open Sky 68014) | Jones | WEST | 2026-07-08 | SOL | PV | 218.79 | 38 | Solar PV (land lease, not building) ¦ 219 MW (mid-size) ¦ COD 2026 (imminent - land deals NOW) ¦ IA signed + FIS complete (most advanced)
20INR0236 | New Hickory Solar | SS Completed, FIS Completed, IA | New Hickory Solar LLC | OLD_HCKRY_5 bus 5323 345 kV | Jackson | SOUTH | 2026-07-15 | SOL | PV | 209.15 | 38 | Solar PV (land lease, not building) ¦ 209 MW (mid-size) ¦ COD 2026 (imminent - land deals NOW) ¦ IA signed + FIS complete (most advanced)
20INR0205 | Roseland Solar | SS Completed, FIS Completed, IA | Enel Green Power Roseland Solar, LLC | tap 345kV 3390 Jewett - 3399 Ratsnake | Falls | NORTH | 2025-11-29 | SOL | PV | 254 | 38 | Solar PV (land lease, not building) ¦ 254 MW (mid-size) ¦ COD 2025 (imminent - land deals NOW) ¦ IA signed + FIS complete (most advanced)
20INR0203 | Pine Forest Solar | SS Completed, FIS Completed, IA | Pine Forest Solar I, LLC | Monticello Switch – Allen Switch 345 kV Line | Hopkins | NORTH | 2026-04-01 | SOL | PV | 301.51 | 38 | Solar PV (land lease, not building) ¦ 302 MW (mid-size) ¦ COD 2026 (imminent - land deals NOW) ¦ IA signed + FIS complete (most advanced)
23INR0026 | Baker Branch Solar | SS Completed, FIS Completed, IA | Mockingbird Solar Center, LLC | tap 345kV 1692 Paris - 1690 Valley | Lamar | NORTH | 2026-05-31 | SOL | PV | 469.42 | 38 | Solar PV (land lease, not building) ¦ 469 MW (mid-size) ¦ COD 2026 (imminent - land deals NOW) ¦ IA signed + FIS complete (most advanced)
23INR0031 | Solace Solar | SS Completed, FIS Completed, IA | IP QUANTUM, LLC. | tap 345kV 1430 Graham - 1048 Tonkawas | Haskell | WEST | 2026-06-01 | SOL | PV | 321.64 | 38 | Solar PV (land lease, not building) ¦ 322 MW (mid-size) ¦ COD 2026 (imminent - land deals NOW) ¦ IA signed + FIS complete (most advanced)
23INR0084 | Lavaca Bay Solar | SS Completed, FIS Completed, IA | Lavaca Bay Solar Project, LLC | tap 345 kV REFUGE 42400 - JONES CREEK 47532 ckt 27 | Matagorda | COASTAL | 2026-12-31 | SOL | PV | 243.46 | 38 | Solar PV (land lease, not building) ¦ 243 MW (mid-size) ¦ COD 2026 (imminent - land deals NOW) ¦ IA signed + FIS complete (most advanced)
29INR0015 | Funston Solar | SS Completed, FIS Completed, IA | Funston Solar LLC | tap 345 kV 68000 West Shackelford – 68004 Phantom Hill Circuit 2 | Jones | WEST | 2027-07-01 | SOL | PV | 351.1 | 38 | Solar PV (land lease, not building) ¦ 351 MW (mid-size) ¦ COD 2027 (imminent - land deals NOW) ¦ IA signed + FIS complete (most advanced)
25INR0229 | OCI Cobb Creek Solar | SS Completed, FIS Completed, IA | Hillsboro Solar Project LLC | tap 345kV 1907 Venus - 68090 Sam Sw | Hill | NORTH | 2027-12-31 | SOL | PV | 203.1 | 38 | Solar PV (land lease, not building) ¦ 203 MW (mid-size) ¦ COD 2027 (imminent - land deals NOW) ¦ IA signed + FIS complete (most advanced)
24INR0303 | Erika Solar | SS Completed, FIS Completed, IA | Erika Solar, LLC | Tap 345kV ELKTON 5 (#3105 ) to Tricrn1 5 (#2432) | Kaufman | NORTH | 2027-06-30 | SOL | PV | 200.5 | 38 | Solar PV (land lease, not building) ¦ 200 MW (mid-size) ¦ COD 2027 (imminent - land deals NOW) ¦ IA signed + FIS complete (most advanced)
22INR0506 | Roseland Solar II | SS Completed, FIS Completed, IA | Enel Green Power Roseland Solar, LLC | tap 345kV 3390 Jewett - 3399 Ratsnake | Falls | NORTH | 2025-11-29 | SOL | PV | 254 | 38 | Solar PV (land lease, not building) ¦ 254 MW (mid-size) ¦ COD 2025 (imminent - land deals NOW) ¦ IA signed + FIS complete (most advanced)
27INR0313 | Spindletop Solar | SS Completed, FIS Completed, IA | Banita Creek Solar LLC | Tap Stryker [3109] - Lufkin [3117] 345 kV line | Nacogdoches | NORTH | 2027-12-29 | SOL | PV | 286.04 | 38 | Solar PV (land lease, not building) ¦ 286 MW (mid-size) ¦ COD 2027 (imminent - land deals NOW) ¦ IA signed + FIS complete (most advanced)
24INR0399 | Buzios Solar | SS Completed, FIS Completed, IA | Roaring Springs Solar, LLC | Tap between Cottonwood (#59904) and White River (#23922) | Motley | PANHANDLE | 2026-01-30 | SOL | PV | 252 | 38 | Solar PV (land lease, not building) ¦ 252 MW (mid-size) ¦ COD 2026 (imminent - land deals NOW) ¦ IA signed + FIS complete (most advanced)
24INR0368 | Glory Bee Solar | SS Completed, FIS Completed, No IA | Riley Solar LLC | Tap 345kV 1440 Comanche Switch - 1900 Comanche Peak | Erath | NORTH | 2026-04-14 | SOL | PV | 305 | 38 | Solar PV (land lease, not building) ¦ 305 MW (mid-size) ¦ COD 2026 (imminent - land deals NOW) ¦ IA signed + FIS complete (most advanced)
22INR0203 | Delilah Solar 2 | SS Completed, FIS Completed, IA | Delilah Solar Energy II LLC | 345 kV TTRSW 11688 | Lamar | NORTH | 2026-05-30 | SOL | PV | 317.58 | 38 | Solar PV (land lease, not building) ¦ 318 MW (mid-size) ¦ COD 2026 (imminent - land deals NOW) ¦ IA signed + FIS complete (most advanced)
22INR0202 | Delilah Solar 1 | SS Completed, FIS Completed, IA | Delilah Solar Energy LLC | tap both 345kV 1685 FarmersVl - 1695 Moses ckts | Lamar | NORTH | 2026-05-30 | SOL | PV | 300 | 38 | Solar PV (land lease, not building) ¦ 300 MW (mid-size) ¦ COD 2026 (imminent - land deals NOW) ¦ IA signed + FIS complete (most advanced)
22INR0205 | Sbranch Solar | SS Completed, FIS Completed, IA | Bernard Creek Solar, LLC | Tap 138kV 44190 East Bernard - 44130 Caney | Wharton | SOUTH | 2026-03-31 | SOL | PV | 233.52 | 38 | Solar PV (land lease, not building) ¦ 234 MW (mid-size) ¦ COD 2026 (imminent - land deals NOW) ¦ IA signed + FIS complete (most advanced)
23INR0286 | Dry Creek Solar I | SS Completed, FIS Completed, IA | OAK HILL SOLAR LLC | tap 345kV 3100 Martin Lake - 3105 Elkton (Dorsett 345kV Switching Station) | Rusk | NORTH | 2026-01-31 | SOL | PV | 201.06 | 38 | Solar PV (land lease, not building) ¦ 201 MW (mid-size) ¦ COD 2026 (imminent - land deals NOW) ¦ IA signed + FIS complete (most advanced)
19INR0134 | Cottonwood Bayou Solar | SS Completed, FIS Completed, IA | Cottonwood Bayou Solar, LLC | tap 138kV 42870 Liverpool - 43070 Petson | Brazoria | COASTAL | 2026-05-29 | SOL | PV | 351.4 | 38 | Solar PV (land lease, not building) ¦ 351 MW (mid-size) ¦ COD 2026 (imminent - land deals NOW) ¦ IA signed + FIS complete (most advanced)
21INR0207 | Quantum Solar | SS Completed, FIS Completed, IA | IP QUANTUM II, LLC | 60089 Kilby Station 345kV | Haskell | WEST | 2026-06-01 | SOL | PV | 321.66 | 38 | Solar PV (land lease, not building) ¦ 322 MW (mid-size) ¦ COD 2026 (imminent - land deals NOW) ¦ IA signed + FIS complete (most advanced)
24INR0023 | Compadre Solar | SS Completed, FIS Completed, IA | Hill Solar I, LLC | tap 345kV 68090 Sam Switch - 1907 Venus | Hill | NORTH | 2026-02-27 | SOL | PV | 405.7 | 38 | Solar PV (land lease, not building) ¦ 406 MW (mid-size) ¦ COD 2026 (imminent - land deals NOW) ¦ IA signed + FIS complete (most advanced)
24INR0031 | Stoneridge Solar | SS Completed, FIS Completed, IA | Stoneridge Solar, LLC | Tap 345 kV 13429 SANDOW SWITCH - 7040 AUSTROP Beulah Switch to tap above line | Milam | SOUTH | 2026-04-01 | SOL | PV | 201.6 | 38 | Solar PV (land lease, not building) ¦ 202 MW (mid-size) ¦ COD 2026 (imminent - land deals NOW) ¦ IA signed + FIS complete (most advanced)
24INR0042 | Yaupon Solar SLF | SS Completed, FIS Completed, IA | Yaupon Solar, LLC | Tap 345 kV Gibson Switch (3706) – TNP One (39950) | Milam | SOUTH | 2027-07-01 | SOL | PV | 200.78 | 38 | Solar PV (land lease, not building) ¦ 201 MW (mid-size) ¦ COD 2027 (imminent - land deals NOW) ¦ IA signed + FIS complete (most advanced)
21INR0491 | Samson Solar 3 | SS Completed, FIS Completed, IA | Samson Solar Energy III LLC | tap both 345kV 1685 FarmersVl - 1695 Moses ckts | Lamar | NORTH | 2026-06-30 | SOL | PV | 250 | 38 | Solar PV (land lease, not building) ¦ 250 MW (mid-size) ¦ COD 2026 (imminent - land deals NOW) ¦ IA signed + FIS complete (most advanced)
21INR0490 | Samson Solar 2 | SS Completed, FIS Completed, IA | Samson Solar Energy II LLC | 345 kV TTRSW 11688 | Lamar | NORTH | 2026-05-30 | SOL | PV | 203 | 38 | Solar PV (land lease, not building) ¦ 203 MW (mid-size) ¦ COD 2026 (imminent - land deals NOW) ¦ IA signed + FIS complete (most advanced)
25INR0168 | Piedra Solar | SS Completed, FIS Completed, IA | Piedra Solar, LLC | Tap 345-kV line Navarro (68091) – Limestone (46020)) | Freestone | NORTH | 2026-12-22 | SOL | PV | 281.7 | 38 | Solar PV (land lease, not building) ¦ 282 MW (mid-size) ¦ COD 2026 (imminent - land deals NOW) ¦ IA signed + FIS complete (most advanced)
25INR0166 | Padrino Solar | SS Completed, FIS Completed, IA | Hill Solar II, LLC | Tap 345kV 68090 Sam Switch – 3389 Fort Smith | Hill | NORTH | 2026-07-30 | SOL | PV | 201.4 | 38 | Solar PV (land lease, not building) ¦ 201 MW (mid-size) ¦ COD 2026 (imminent - land deals NOW) ¦ IA signed + FIS complete (most advanced)
21INR0223 | Tulsita Solar | SS Completed, FIS Completed, IA | Ray Ranch Solar LLC | Tap 138kV 8590 Tuleta - 8595 Euler | Goliad | SOUTH | 2026-05-30 | SOL | PV | 256.2 | 38 | Solar PV (land lease, not building) ¦ 256 MW (mid-size) ¦ COD 2026 (imminent - land deals NOW) ¦ IA signed + FIS complete (most advanced)
21INR0268 | Greyhound Solar | SS Completed, FIS Completed, IA | Rockhound Solar 2, LLC dba "Greyhound Solar" | Tap 345kV 11010 Wolf - 1018 Moss | Ector | WEST | 2026-03-31 | SOL | PV | 335.45 | 38 | Solar PV (land lease, not building) ¦ 335 MW (mid-size) ¦ COD 2026 (imminent - land deals NOW) ¦ IA signed + FIS complete (most advanced)
20INR0242 | Anson Solar 2 | SS Completed, FIS Completed, IA | Anson Solar Center 2, LLC | existing tap 345 kV 68004 Phantom Hill station | Jones | WEST | 2026-03-31 | SOL | PV | 200.9 | 38 | Solar PV (land lease, not building) ¦ 201 MW (mid-size) ¦ COD 2026 (imminent - land deals NOW) ¦ IA signed + FIS complete (most advanced)
23INR0367 | Fewell Solar | SS Completed, FIS Completed, IA | Fewell Solar LLC | Tap 138kV 3597 Groesbeck - 3634 Groesbeck Main | Limestone | NORTH | 2027-03-15 | SOL | PV | 203.5 | 38 | Solar PV (land lease, not building) ¦ 204 MW (mid-size) ¦ COD 2027 (imminent - land deals NOW) ¦ IA signed + FIS complete (most advanced)
21INR0012 | Air Products GCA | SS Completed, FIS Completed, IA | Air Products | 39140 TNTxCityMain 69kV (Will be upgraded to 138kV) | Galveston | HOUSTON | 2025-12-31 | GAS | ST | 14 | 37 | Gas (ST) ¦ COD 2025 (imminent - land deals NOW) ¦ IA signed + FIS complete (most advanced)
26INR0386 | Zeus Spade Wind | SS Completed, FIS Started, No IA | Spade Wind, LLC | Tap 345 kV 1030 Morgan Creek to 76030 Gasconades Creek | Mitchell | WEST | 2027-03-20 | WIN | WT | 987.3 | 37 | Wind (land lease only) ¦ 987 MW (large) ¦ COD 2027 (imminent - land deals NOW) ¦ Has interconnection agreement
26INR0597 | Electric E - West Texas Generation 2 | SS Completed, FIS Started, No IA | Electric E Power Marketing | #18664 SHAWPD 138kV | Midland | WEST | 2028-09-19 | GAS | GT | 0 | 37 | Gas turbine (peaker plant) ¦ COD 2028 (near-term) ¦ Has interconnection agreement
26INR0529 | Electric E - West Texas Generation | SS Completed, FIS Started, No IA | Electric E Power Marketing | #11166 ENPOD 138kV | Loving | WEST | 2028-04-09 | GAS | GT | 43.64 | 37 | Gas turbine (peaker plant) ¦ COD 2028 (near-term) ¦ Has interconnection agreement
26INR0113 | Meitner Wind | SS Completed, FIS Started, IA | IP Meitner, LLC | 79000 Gray Substation 345kV | Gray | PANHANDLE | 2027-12-20 | WIN | WT | 709 | 37 | Wind (land lease only) ¦ 709 MW (large) ¦ COD 2027 (imminent - land deals NOW) ¦ Has interconnection agreement
27INR0005 | Dundee East A Wind | SS Completed, FIS Started, IA | Felix 2, LLC | 345 kV Riley Substation (#6101); AEP | Baylor | WEST | 2027-12-31 | WIN | WT | 523.73 | 37 | Wind (land lease only) ¦ 524 MW (large) ¦ COD 2027 (imminent - land deals NOW) ¦ Has interconnection agreement
21INR0263 | Monarch Creek Wind | SS Completed, FIS Completed, IA | MONARCH CREEK WIND, LLC | 11419 Coody Crossing Switch 345kV | Throckmorton | WEST | 2027-09-17 | WIN | WT | 284.3 | 36 | Wind (land lease only) ¦ 284 MW (mid-size) ¦ COD 2027 (imminent - land deals NOW) ¦ IA signed + FIS complete (most advanced)
19INR0080 | Whitehorse Wind | SS Completed, FIS Completed, IA | MESQUITE STAR SPECIAL LLC | 68001 Clayton 345kV | Fisher | WEST | 2026-12-31 | WIN | WT | 418.9 | 36 | Wind (land lease only) ¦ 419 MW (mid-size) ¦ COD 2026 (imminent - land deals NOW) ¦ IA signed + FIS complete (most advanced)
28INR0297 | Magnet Solar | SS Completed, FIS Started, IA | HyFuels Big Spring Solar LLC | Faraday Substation 345kV - Bus #59905 | Borden | WEST | 2028-10-06 | SOL | PV | 503.09 | 36 | Solar PV (land lease, not building) ¦ 503 MW (large) ¦ COD 2028 (near-term) ¦ Has interconnection agreement
28INR0250 | Mojo Solar | SS Completed, FIS Started, No IA | Power Synergy | Tap 345 kV 5133 Elm Creek - 5901 San Miguel CKT 1 & 2 | Wilson | SOUTH | 2028-06-30 | SOL | PV | 527.94 | 36 | Solar PV (land lease, not building) ¦ 528 MW (large) ¦ COD 2028 (near-term) ¦ Has interconnection agreement
28INR0317 | Falcon Solar | SS Completed, FIS Started, No IA | Falcon Energy Project, LLC | Tap 345kV #80225 Cenizo7C to #80307 Del Sol7C | Zapata | SOUTH | 2028-06-24 | SOL | PV | 501.96 | 36 | Solar PV (land lease, not building) ¦ 502 MW (large) ¦ COD 2028 (near-term) ¦ Has interconnection agreement
28INR0332 | Reunion Solar | SS Completed, FIS Started, No IA | Reunion Solar, LLC | Tap 345kV #60504 Tesla Road to #6111 Riley | Wilbarger | WEST | 2028-07-01 | SOL | PV | 600.9 | 36 | Solar PV (land lease, not building) ¦ 601 MW (large) ¦ COD 2028 (near-term) ¦ Has interconnection agreement
25INR0608 | Proteus London-Leigh Solar SLF | SS Completed, FIS Started, No IA | London Leigh Solar, LLC | 345kV Bernoulli (bus # 59907) | Glasscock | WEST | 2028-09-30 | SOL | PV | 600 | 36 | Solar PV (land lease, not building) ¦ 600 MW (large) ¦ COD 2028 (near-term) ¦ Has interconnection agreement
20INR0129 | Foxtrot Wind | SS Completed, FIS Completed, IA | Lincoln Clean | AEP 88689 Tango 345kV station | Bee | SOUTH | 2026-03-31 | WIN | WT | 268.2 | 36 | Wind (land lease only) ¦ 268 MW (mid-size) ¦ COD 2026 (imminent - land deals NOW) ¦ IA signed + FIS complete (most advanced)
20INR0097 | El Sauz Ranch | SS Completed, FIS Completed, IA | El Sauz Ranch Wind, LLC | 8663 EL SAUZ POI 345kV | Willacy | COASTAL | 2026-03-16 | WIN | WT | 301.5 | 36 | Wind (land lease only) ¦ 302 MW (mid-size) ¦ COD 2026 (imminent - land deals NOW) ¦ IA signed + FIS complete (most advanced)
27INR0529 | Zeus Scurry Solar | SS Completed, FIS Started, No IA | Scurry Solar, LLC | MHOS 345 kV Substation (#59911) | Scurry | WEST | 2028-10-01 | SOL | PV | 503.54 | 36 | Solar PV (land lease, not building) ¦ 504 MW (large) ¦ COD 2028 (near-term) ¦ Has interconnection agreement
25INR0632 | Jenna Eco-Electric Solar | SS Completed, FIS Started, No IA | Clean Energy Holdings, LLC | Tap 345 kV 1048 Tonkawa Switch - 1430 Graham SES | Fisher | WEST | 2028-04-19 | SOL | PV | 576.3 | 36 | Solar PV (land lease, not building) ¦ 576 MW (large) ¦ COD 2028 (near-term) ¦ Has interconnection agreement
24INR0075 | Blue Bird Solar | SS Completed, FIS Started, IA | Gigawatt Solar LLC | tap 345kV 1880 Rocky Creek - 1898 Mitchell Bend Switch | Johnson | NORTH | 2028-06-27 | SOL | PV | 773 | 36 | Solar PV (land lease, not building) ¦ 773 MW (large) ¦ COD 2028 (near-term) ¦ Has interconnection agreement
22INR0462 | Old Aqueduct Solar | SS Completed, FIS Started, No IA | Old Aqueduct Solar | 23920 Blackwater 345kV | Hale | PANHANDLE | 2028-06-01 | SOL | PV | 511.63 | 36 | Solar PV (land lease, not building) ¦ 512 MW (large) ¦ COD 2028 (near-term) ¦ Has interconnection agreement
22INR0499 | Aquilla Lake 3 Wind | SS Completed, FIS Completed, IA | Aquilla Lake 3 Wind | tap 345 kV 68040 Kopperl to 68091 Navarro | Hill | NORTH | 2027-03-01 | WIN | WT | 297.4 | 36 | Wind (land lease only) ¦ 297 MW (mid-size) ¦ COD 2027 (imminent - land deals NOW) ¦ IA signed + FIS complete (most advanced)
28INR0132 | River Boat Solar | SS Completed, FIS Started, No IA | Champion Creek Solar, LLC | Tap 345kV 10053 Cattlemen 5 - 76030 Gasconades Creek | Mitchell | WEST | 2028-09-25 | SOL | PV | 502.2 | 36 | Solar PV (land lease, not building) ¦ 502 MW (large) ¦ COD 2028 (near-term) ¦ Has interconnection agreement
20INR0083 | Baird North Wind | SS Completed, FIS Completed, IA | BMP Wind, LLC | 68008 Latimer 345kV | Callahan | WEST | 2026-12-31 | WIN | WT | 340 | 36 | Wind (land lease only) ¦ 340 MW (mid-size) ¦ COD 2026 (imminent - land deals NOW) ¦ IA signed + FIS complete (most advanced)
20INR0155 | Peyton Creek Wind II | SS Completed, FIS Completed, IA | RWE Renewables Development, LLC | 42400 Refuge 345kV | Matagorda | COASTAL | 2026-02-28 | WIN | WT | 241.2 | 36 | Wind (land lease only) ¦ 241 MW (mid-size) ¦ COD 2026 (imminent - land deals NOW) ¦ IA signed + FIS complete (most advanced)
19INR0100 | Prairie Hill Wind | SS Completed, FIS Completed, IA | Prairie Hill LLC | tap 345kV 3405 Tradinghouse - 3402 Lake Creek | McLennan | NORTH | 2027-09-30 | WIN | WT | 297.2 | 36 | Wind (land lease only) ¦ 297 MW (mid-size) ¦ COD 2027 (imminent - land deals NOW) ¦ IA signed + FIS complete (most advanced)
27INR0367 | Goat Mountain Wind-Repower | SS Completed, FIS Completed, No IA | Goat Wind LLC | 76030 Gasconades Creek 345kV | Sterling | WEST | 2027-06-01 | WIN | WT | 303.2 | 36 | Wind (land lease only) ¦ 303 MW (mid-size) ¦ COD 2027 (imminent - land deals NOW) ¦ IA signed + FIS complete (most advanced)
21INR0324 | Board Creek Wind | SS Completed, FIS Completed, IA | Limestone Wind Project, LLC | 345kV 3386 Outlaw Switch | Navarro | NORTH | 2026-04-30 | WIN | WT | 299.2 | 36 | Wind (land lease only) ¦ 299 MW (mid-size) ¦ COD 2026 (imminent - land deals NOW) ¦ IA signed + FIS complete (most advanced)
28INR0008 | Oriole Solar | SS Completed, FIS Started, IA | Rolling Plains Solar | Tap 345kV 6076 Foxtail - 60791 Perigee | Knox | WEST | 2028-12-29 | SOL | PV | 503.91 | 36 | Solar PV (land lease, not building) ¦ 504 MW (large) ¦ COD 2028 (near-term) ¦ Has interconnection agreement
27INR0150 | Cielo Vista Solar | SS Completed, FIS Started, No IA | Cielo Vista Solar, LLC | Tap 345kV Bus #5901 Miguel5 - Bus #80079 Cruce7A Ckt 1 | Duval | SOUTH | 2028-06-30 | SOL | PV | 503.34 | 36 | Solar PV (land lease, not building) ¦ 503 MW (large) ¦ COD 2028 (near-term) ¦ Has interconnection agreement
22INR0301 | Fortuna Wind | SS Completed, FIS Completed, IA | RWE Renewables Development, LLC | Tap 345kV 1429 Jacksboro - 1730 WKrum | Jack | NORTH | 2026-07-01 | WIN | WT | 295.3 | 36 | Wind (land lease only) ¦ 295 MW (mid-size) ¦ COD 2026 (imminent - land deals NOW) ¦ IA signed + FIS complete (most advanced)
28INR0260 | Rio Vista Solar | SS Completed, FIS Started, No IA | Rio Vista Solar, LLC | Tap 138kV #60393 PigCreek4A – #60385 Solstice4A | Pecos | WEST | 2028-10-16 | SOL | PV | 553.66 | 36 | Solar PV (land lease, not building) ¦ 554 MW (large) ¦ COD 2028 (near-term) ¦ Has interconnection agreement
16INR0085 | Priddy Wind | SS Completed, FIS Completed, IA | ENGIE North America | tap 345kV 1444 Brown – 3422 Killeen | Mills | NORTH | 2026-12-31 | WIN | WT | 302.4 | 36 | Wind (land lease only) ¦ 302 MW (mid-size) ¦ COD 2026 (imminent - land deals NOW) ¦ IA signed + FIS complete (most advanced)
19INR0054 | Monte Cristo 1 Wind | SS Completed, FIS Completed, IA | Terra-Gen | Tap 345kV #8574 Pomelo - #8383 North Edinburg Ckt 2 | Hidalgo | SOUTH | 2026-02-27 | WIN | WT | 234.5 | 36 | Wind (land lease only) ¦ 234 MW (mid-size) ¦ COD 2026 (imminent - land deals NOW) ¦ IA signed + FIS complete (most advanced)
26INR0255 | Operation Sunshine | SS Completed, FIS Started, IA | Duck Creek Solar, LLC | 7077 Amos Creek 345kV | Concho | WEST | 2028-03-12 | SOL | PV | 603.2 | 36 | Solar PV (land lease, not building) ¦ 603 MW (large) ¦ COD 2028 (near-term) ¦ Has interconnection agreement
16INR0081 | Mesteno Wind | SS Completed, FIS Completed, IA | Mesteno Windpower, LLC | 80355 Del Sol 345kV | Starr | SOUTH | 2025-06-30 | WIN | WT | 201.6 | 36 | Wind (land lease only) ¦ 202 MW (mid-size) ¦ COD 2025 (imminent - land deals NOW) ¦ IA signed + FIS complete (most advanced)
16INR0104 | Big Sampson Wind | SS Completed, FIS Completed, IA | Big Sampson Wind Project, LLC | tap 345kV 76015 Cedar Canyon - 7053 Noelke | Crockett | WEST | 2026-03-31 | WIN | WT | 265.4 | 36 | Wind (land lease only) ¦ 265 MW (mid-size) ¦ COD 2026 (imminent - land deals NOW) ¦ IA signed + FIS complete (most advanced)
17INR0027b | Coyote Wind | SS Completed, FIS Completed, IA | Coyote Wind | 11305 Dermott 345kV | Scurry | WEST | 2025-12-01 | WIN | WT | 242.6 | 36 | Wind (land lease only) ¦ 243 MW (mid-size) ¦ COD 2025 (imminent - land deals NOW) ¦ IA signed + FIS complete (most advanced)
25INR0018 | Yellow Cat Wind | SS Completed, FIS Completed, IA | Yellow Cat Wind LLC | Tap 345kV 1906 Venus - 68091 Navarro | Navarro | NORTH | 2027-04-01 | WIN | WT | 262 | 36 | Wind (land lease only) ¦ 262 MW (mid-size) ¦ COD 2027 (imminent - land deals NOW) ¦ IA signed + FIS complete (most advanced)
28INR0067 | Indigo Solar 3 | SS Completed, FIS Started, No IA | Indigo solar 3 | Tap Line Segment Tankawa (Bus #1048) to Graham (Bus #1430) | Fisher | WEST | 2028-11-01 | SOL | PV | 800 | 36 | Solar PV (land lease, not building) ¦ 800 MW (large) ¦ COD 2028 (near-term) ¦ Has interconnection agreement
25INR0586 | Zeus Armstrong Solar | SS Completed, FIS Started, No IA | Armstrong Solar, LLC | Tap 345KV 23900 AlLIBATES -23914 TULECNYN | Armstrong | PANHANDLE | 2028-04-17 | SOL | PV | 503.56 | 36 | Solar PV (land lease, not building) ¦ 504 MW (large) ¦ COD 2028 (near-term) ¦ Has interconnection agreement
25INR0494 | Willow Beach Wind | SS Completed, FIS Completed, IA | Capital Wind, LLC | Tap 138 kV Bus# 42100 HUD_8 – Bus# 42960 MUSTNG_S04_8 138kV CKT# 4 | Brazoria | COASTAL | 2027-10-01 | WIN | WT | 202.33 | 36 | Wind (land lease only) ¦ 202 MW (mid-size) ¦ COD 2027 (imminent - land deals NOW) ¦ IA signed + FIS complete (most advanced)
20INR0127 | Walleye Solar | SS Completed, FIS Started, No IA | Sandow Lakes Ranch Solar II, LLC | 138kV Walleye Creek Switch 3712 | Milam | SOUTH | 2027-10-01 | SOL | PV | 215.2 | 35 | Solar PV (land lease, not building) ¦ 215 MW (mid-size) ¦ COD 2027 (imminent - land deals NOW) ¦ Has interconnection agreement
25INR0422 | Waterloo Solar 1 | SS Completed, FIS Started, IA | Waterloo Solar, LLC | Tap 345-kV 7040 Austrop to 7042 Zorn | Bastrop | SOUTH | 2027-12-01 | SOL | PV | 200.64 | 35 | Solar PV (land lease, not building) ¦ 201 MW (mid-size) ¦ COD 2027 (imminent - land deals NOW) ¦ Has interconnection agreement
26INR0098 | Douie Solar | SS Completed, FIS Completed, No IA | Buffalo Spring Solar LLC | Tap 138 kV 3501 Sea way Teague - 3394 Jewett | Freestone | NORTH | 2028-04-18 | SOL | PV | 221.2 | 35 | Solar PV (land lease, not building) ¦ 221 MW (mid-size) ¦ COD 2028 (near-term) ¦ IA signed + FIS complete (most advanced)
24INR0141 | Gaia Solar | SS Completed, FIS Completed, IA | Gaia Solar, LLC | Tap 138kV 3127 Trinidad SES - 3454 Montfort Switch | Navarro | NORTH | 2026-05-01 | SOL | PV | 144.02 | 35 | Solar PV (land lease, not building) ¦ 144 MW ¦ COD 2026 (imminent - land deals NOW) ¦ IA signed + FIS complete (most advanced)
26INR0409 | Lucky 7 Solar | SS Completed, FIS Completed, IA | Lucky 7 Solar Farm LLC | Tap 345kV 2621 Sandy Ranch Switch - 2464 CASH SWITCH | Hopkins | NORTH | 2027-09-20 | SOL | PV | 101.35 | 35 | Solar PV (land lease, not building) ¦ 101 MW ¦ COD 2027 (imminent - land deals NOW) ¦ IA signed + FIS complete (most advanced)
26INR0028 | HyFuels Calhoun Solar | SS Completed, FIS Started, No IA | HyFuels Green Lake Solar LLC | Tap 345kV 8715 RADIANT7A - 8728 COBRA7A | Victoria | SOUTH | 2027-10-01 | SOL | PV | 301.82 | 35 | Solar PV (land lease, not building) ¦ 302 MW (mid-size) ¦ COD 2027 (imminent - land deals NOW) ¦ Has interconnection agreement
26INR0019 | HyFuels Green Lake Solar | SS Completed, FIS Started, No IA | HyFuels Green Lake Solar LLC | Dokmai 138kV Substation (bus #80090) | Calhoun | COASTAL | 2027-12-01 | SOL | PV | 347 | 35 | Solar PV (land lease, not building) ¦ 347 MW (mid-size) ¦ COD 2027 (imminent - land deals NOW) ¦ Has interconnection agreement
26INR0008 | Puerto Del Sol 1 | SS Completed, FIS Started, No IA | PUERTO DEL SOL, LLC | Tap 345kV 79500 Palmito - 79501 King Fisher Ckt 1 | Cameron | COASTAL | 2026-12-31 | SOL | PV | 213.8 | 35 | Solar PV (land lease, not building) ¦ 214 MW (mid-size) ¦ COD 2026 (imminent - land deals NOW) ¦ Has interconnection agreement
26INR0425 | Twinwood Solar 1 | SS Completed, FIS Started, No IA | Twinwood PV1, LLC | Tap 138kV 44750 FULSHR_S25_8 - 44860 TWINWD_S25_8 | Waller | HOUSTON | 2027-10-27 | SOL | PV | 358.06 | 35 | Solar PV (land lease, not building) ¦ 358 MW (mid-size) ¦ COD 2027 (imminent - land deals NOW) ¦ Has interconnection agreement
26INR0412 | BumbleBee Solar | SS Completed, FIS Started, No IA | BumbleBee Solar Farm LLC | Tap 345kV 5725 PawneeSW5 - 8689 Tango | Bee | SOUTH | 2027-07-01 | SOL | PV | 211.6 | 35 | Solar PV (land lease, not building) ¦ 212 MW (mid-size) ¦ COD 2027 (imminent - land deals NOW) ¦ Has interconnection agreement
23INR0225 | MRG GOODY SOLAR | SS Completed, FIS Completed, IA | MRG GOODY SOLAR PROJECT, LLC | Tap 138 kV Toco Switch (#1700) – Paris Switch (#1693) | Lamar | NORTH | 2026-03-20 | SOL | PV | 170.82 | 35 | Solar PV (land lease, not building) ¦ 171 MW ¦ COD 2026 (imminent - land deals NOW) ¦ IA signed + FIS complete (most advanced)
21INR0380 | Charolais Solar | SS Completed, FIS Started, No IA | RWE Solar Development, LLC | tap 345kV 44000 W A Parish - 5915 STP | Matagorda | COASTAL | 2026-12-15 | SOL | PV | 261.63 | 35 | Solar PV (land lease, not building) ¦ 262 MW (mid-size) ¦ COD 2026 (imminent - land deals NOW) ¦ Has interconnection agreement
21INR0362 | Oystercatcher Solar | SS Completed, FIS Completed, IA | Oystercatcher Solar, LLC | tap 345kV 1906 Venus - 68091 Navarro | Ellis | NORTH | 2026-10-28 | SOL | PV | 198.43 | 35 | Solar PV (land lease, not building) ¦ 198 MW ¦ COD 2026 (imminent - land deals NOW) ¦ IA signed + FIS complete (most advanced)
23INR0091 | Cascade Solar | SS Completed, FIS Completed, IA | Cascade Solar Energy, LLC | 43180 SAVANAH 345 kV | Brazoria | COASTAL | 2026-09-01 | SOL | PV | 171 | 35 | Solar PV (land lease, not building) ¦ 171 MW ¦ COD 2026 (imminent - land deals NOW) ¦ IA signed + FIS complete (most advanced)
23INR0090 | Iguala Solar | SS Completed, FIS Started, IA | Iguala Solar LLC | tap 345kV 5915 STP - 8249 Angstrom | Victoria | SOUTH | 2027-09-01 | SOL | PV | 250 | 35 | Solar PV (land lease, not building) ¦ 250 MW (mid-size) ¦ COD 2027 (imminent - land deals NOW) ¦ Has interconnection agreement
23INR0273 | Poco Trail Solar | SS Completed, FIS Started, No IA | Eastern Trail Solar Center, LLC | Tap 345kV 6101 Riley - 1422 Bowman Byrd Road Switch | Wilbarger | WEST | 2027-05-01 | SOL | PV | 438.75 | 35 | Solar PV (land lease, not building) ¦ 439 MW (mid-size) ¦ COD 2027 (imminent - land deals NOW) ¦ Has interconnection agreement
26INR0543 | Three Canes Solar | SS Completed, FIS Started, IA | Three Canes Solar LLC | Tap 345kV 3381 Big Brown – 68091 Navarro circuit | Navarro | NORTH | 2027-07-31 | SOL | PV | 334.73 | 35 | Solar PV (land lease, not building) ¦ 335 MW (mid-size) ¦ COD 2027 (imminent - land deals NOW) ¦ Has interconnection agreement
26INR0521 | Millers Branch Solar III | SS Completed, FIS Completed, IA | Miller's Branch Solar LLC | Tap 345kV 60703 Gauss - 60514 Clear Crossing (60712 QUASAR) | Haskell | WEST | 2026-10-01 | SOL | PV | 133 | 35 | Solar PV (land lease, not building) ¦ 133 MW ¦ COD 2026 (imminent - land deals NOW) ¦ IA signed + FIS complete (most advanced)
21INR0421 | Armadillo Solar | SS Completed, FIS Completed, IA | Armadillo Solar Center, LLC | 3387 Revolution 138kV | Navarro | NORTH | 2026-12-31 | SOL | PV | 150.48 | 35 | Solar PV (land lease, not building) ¦ 150 MW ¦ COD 2026 (imminent - land deals NOW) ¦ IA signed + FIS complete (most advanced)
21INR0428 | Pecan Prairie North | SS Completed, FIS Started, IA | CG Leon County II LLC | CTT Yellow Wolf, bus # 79007 | Leon | NORTH | 2027-05-01 | SOL | PV | 324.11 | 35 | Solar PV (land lease, not building) ¦ 324 MW (mid-size) ¦ COD 2027 (imminent - land deals NOW) ¦ Has interconnection agreement
21INR0368 | Eliza Solar | SS Completed, FIS Completed, IA | Ables Springs Solar, LLC | tap 345kV 2478 Royse - 3103 Shamburger | Kaufman | NORTH | 2025-12-18 | SOL | PV | 151.7 | 35 | Solar PV (land lease, not building) ¦ 152 MW ¦ COD 2025 (imminent - land deals NOW) ¦ IA signed + FIS complete (most advanced)
26INR0068 | Charro Creek Solar 1 SLF | SS Completed, FIS Started, No IA | Charro Creek Solar LLC | Tap 345kV 5725 PAWNEESW5 - 8164 COLETO7A | Karnes | SOUTH | 2026-07-01 | SOL | PV | 203 | 35 | Solar PV (land lease, not building) ¦ 203 MW (mid-size) ¦ COD 2026 (imminent - land deals NOW) ¦ Has interconnection agreement
23INR0207 | El Patrimonio Solar | SS Completed, FIS Completed, IA | Heritage Solar, LLC | tap 138kV 5429 Trumbo - 5260 Leon Creek | Bexar | SOUTH | 2027-04-29 | SOL | PV | 152.32 | 35 | Solar PV (land lease, not building) ¦ 152 MW ¦ COD 2027 (imminent - land deals NOW) ¦ IA signed + FIS complete (most advanced)
23INR0180 | Jackalope Solar | SS Completed, FIS Completed, IA | Peacock Energy Project, LLC | 8173 Gibbs 138kV | San Patricio | COASTAL | 2026-02-05 | SOL | PV | 155.68 | 35 | Solar PV (land lease, not building) ¦ 156 MW ¦ COD 2026 (imminent - land deals NOW) ¦ IA signed + FIS complete (most advanced)
25INR0673 | PHOTON SOLAR 4 SLF | SS Completed, FIS Completed, No IA | GulfStar Power, LLC | 44880 Waterh_POI_5 345kV | Wharton | SOUTH | 2026-02-16 | SOL | PV | 105.98 | 35 | Solar PV (land lease, not building) ¦ 106 MW ¦ COD 2026 (imminent - land deals NOW) ¦ IA signed + FIS complete (most advanced)
28INR0281 | Jukebox Solar | SS Completed, FIS Started, No IA | ACE DevCo NC, LLC | 8221 BIG FOOT4A 138kV | Frio | SOUTH | 2027-07-01 | SOL | PV | 281 | 35 | Solar PV (land lease, not building) ¦ 281 MW (mid-size) ¦ COD 2027 (imminent - land deals NOW) ¦ Has interconnection agreement
25INR0672 | Fagus Solar Park 2 SLF | SS Completed, FIS Completed, IA | Excel Advantage Services, LLC dba Misae Solar Park II | 60501 Tesla 345 kV | Childress | PANHANDLE | 2026-03-15 | SOL | PV | 166.57 | 35 | Solar PV (land lease, not building) ¦ 167 MW ¦ COD 2026 (imminent - land deals NOW) ¦ IA signed + FIS complete (most advanced)
25INR0501 | Longday Solar SLF | SS Completed, FIS Started, No IA | Longday Solar | Tap138 kV 8252 Brackettville - 8260 Escondido | Kinney | SOUTH | 2027-12-15 | SOL | PV | 200.8 | 35 | Solar PV (land lease, not building) ¦ 201 MW (mid-size) ¦ COD 2027 (imminent - land deals NOW) ¦ Has interconnection agreement
25INR0482 | Vault Solar | SS Completed, FIS Completed, No IA | PPM THR Solar | Tap #331 Rwmiller - #320 Jaybird 138kV | Palo Pinto | NORTH | 2027-12-31 | SOL | PV | 108.5 | 35 | Solar PV (land lease, not building) ¦ 108 MW ¦ COD 2027 (imminent - land deals NOW) ¦ IA signed + FIS complete (most advanced)
24INR0154 | Lupinus Solar 2 | SS Completed, FIS Started, IA | Lupinus Solar 2, LLC | Hagansport Switch (old Monticello Tap bus# 1794) | Franklin | NORTH | 2027-04-03 | SOL | PV | 242.31 | 35 | Solar PV (land lease, not building) ¦ 242 MW (mid-size) ¦ COD 2027 (imminent - land deals NOW) ¦ Has interconnection agreement
23INR0111 | PHOTON SOLAR 3 SLF | SS Completed, FIS Completed, IA | GulfStar Power, LLC | 44880 Waterh_POI_5 345kV | Wharton | SOUTH | 2026-02-16 | SOL | PV | 109.99 | 35 | Solar PV (land lease, not building) ¦ 110 MW ¦ COD 2026 (imminent - land deals NOW) ¦ IA signed + FIS complete (most advanced)
23INR0078 | Shaw Solar | SS Completed, FIS Completed, IA | Rio Lago Solar, LLC | Tap 138kV 7146 Verde Creek - 7438 Bandera | Bandera | SOUTH | 2026-04-29 | SOL | PV | 124.65 | 35 | Solar PV (land lease, not building) ¦ 125 MW ¦ COD 2026 (imminent - land deals NOW) ¦ IA signed + FIS complete (most advanced)
26INR0074 | Anila Solar | SS Completed, FIS Completed, IA | Alina Energy LLC | Tap 345kV 5133 Elm Creek - 5901 San Miguel Gen Ckt 1 | Wilson | SOUTH | 2028-06-30 | SOL | PV | 200.8 | 35 | Solar PV (land lease, not building) ¦ 201 MW (mid-size) ¦ COD 2028 (near-term) ¦ IA signed + FIS complete (most advanced)
26INR0072 | Charro Creek Solar 3 SLF | SS Completed, FIS Started, No IA | Charro Creek Solar LLC | Tap on PAWNEESW5 (#5725) - COLETO7A (#8164) Line | Karnes | SOUTH | 2026-07-01 | SOL | PV | 203 | 35 | Solar PV (land lease, not building) ¦ 203 MW (mid-size) ¦ COD 2026 (imminent - land deals NOW) ¦ Has interconnection agreement
27INR0492 | Gulf Gateway Solar One | SS Completed, FIS Started, No IA | Gulf Gateway Solar, LLC | 88249 SDI7A 345kV | San Patricio | COASTAL | 2027-06-24 | SOL | PV | 301.4 | 35 | Solar PV (land lease, not building) ¦ 301 MW (mid-size) ¦ COD 2027 (imminent - land deals NOW) ¦ Has interconnection agreement
26INR0070 | Charro Creek Solar 2 SLF | SS Completed, FIS Started, No IA | Charro Creek Solar LLC | Tap 345kV 5725 PAWNEESW5 - 8164 COLETO7A | Karnes | SOUTH | 2026-07-01 | SOL | PV | 203 | 35 | Solar PV (land lease, not building) ¦ 203 MW (mid-size) ¦ COD 2026 (imminent - land deals NOW) ¦ Has interconnection agreement
25INR0052 | SanPat Solar II | SS Completed, FIS Started, IA | CGRP 04, LLC | Tap 345kV 8249 Angstrom – 8659 Naismith | San Patricio | COASTAL | 2027-07-22 | SOL | PV | 256.23 | 35 | Solar PV (land lease, not building) ¦ 256 MW (mid-size) ¦ COD 2027 (imminent - land deals NOW) ¦ Has interconnection agreement
25INR0055 | Three W Solar | SS Completed, FIS Completed, IA | Three W Solar LLC | tap 138kV 3522 Hillboro1_8 - 237 Blanton CKT 1 | Hill | NORTH | 2026-05-15 | SOL | PV | 110.89 | 35 | Solar PV (land lease, not building) ¦ 111 MW ¦ COD 2026 (imminent - land deals NOW) ¦ IA signed + FIS complete (most advanced)
19INR0002 | Grandfalls Solar | SS Completed, FIS Completed, IA | King Mountain Solar, LLC | 842 King Mountain Station 345kV | Upton | WEST | 2027-07-01 | SOL | PV | 175.6 | 35 | Solar PV (land lease, not building) ¦ 176 MW ¦ COD 2027 (imminent - land deals NOW) ¦ IA signed + FIS complete (most advanced)
22INR0262 | Sequoia II Solar | SS Completed, FIS Started, IA | Deville Solar LLC | 68051 Reata 345kV | Callahan | WEST | 2026-11-21 | SOL | PV | 417.47 | 35 | Solar PV (land lease, not building) ¦ 417 MW (mid-size) ¦ COD 2026 (imminent - land deals NOW) ¦ Has interconnection agreement
22INR0251 | Shaula I Solar | SS Completed, FIS Started, IA | Shaula Energy Project, LLC | tap 345kV 5133 Elm Creek - 5915 SO TEX ckt 1 | DeWitt | SOUTH | 2026-03-31 | SOL | PV | 205.2 | 35 | Solar PV (land lease, not building) ¦ 205 MW (mid-size) ¦ COD 2026 (imminent - land deals NOW) ¦ Has interconnection agreement
22INR0244 | Razorbill Solar | SS Completed, FIS Started, No IA | RWE Solar Development, LLC | tap 345kV 5915 STP to 44200 Hillje 345kV Ckt 64 | Matagorda | COASTAL | 2027-12-15 | SOL | PV | 240 | 35 | Solar PV (land lease, not building) ¦ 240 MW (mid-size) ¦ COD 2027 (imminent - land deals NOW) ¦ Has interconnection agreement
22INR0220 | Lamkin Solar | SS Completed, FIS Completed, IA | Commanche Solar, LLC | tap 69kV 258 Hamilton - 273 Gustine | Comanche | NORTH | 2027-08-08 | SOL | PV | 101.5 | 35 | Solar PV (land lease, not building) ¦ 102 MW ¦ COD 2027 (imminent - land deals NOW) ¦ IA signed + FIS complete (most advanced)
22INR0237 | Dragan Solar | SS Completed, FIS Started, No IA | Hecate Comanche Solar LLC | 1440 Comanche 345kV | Comanche | NORTH | 2027-09-15 | SOL | PV | 411 | 35 | Solar PV (land lease, not building) ¦ 411 MW (mid-size) ¦ COD 2027 (imminent - land deals NOW) ¦ Has interconnection agreement
22INR0215 | TEXAS SOLAR NOVA 3 | SS Completed, FIS Started, No IA | Texas Solar Nova 1, LLC | tap 345kV 11305 Dermott - 59904 Cottonwood | Kent | WEST | 2026-01-31 | SOL | PV | 200.2 | 35 | Solar PV (land lease, not building) ¦ 200 MW (mid-size) ¦ COD 2026 (imminent - land deals NOW) ¦ Has interconnection agreement
22INR0350 | Sandow Solar | SS Completed, FIS Completed, No IA | Sandow Lakes Ranch Solar I, LLC | tap one 345kV 7040 Austrop - 13429 Sandow line | Milam | SOUTH | 2028-06-01 | SOL | PV | 287.18 | 35 | Solar PV (land lease, not building) ¦ 287 MW (mid-size) ¦ COD 2028 (near-term) ¦ IA signed + FIS complete (most advanced)
19INR0075 | Horseshoe Bend Solar | SS Completed, FIS Started, No IA | Clenera | 1444 Brown 345kV | Brown | NORTH | 2027-02-20 | SOL | PV | 301.1 | 35 | Solar PV (land lease, not building) ¦ 301 MW (mid-size) ¦ COD 2027 (imminent - land deals NOW) ¦ Has interconnection agreement
19INR0042 | Long Point Solar | SS Completed, FIS Completed, IA | Long Point Solar, LLC | 138 KV (CEHE Sub) Tap Burke (42410) - Eagle Nest (42430) ckt 02 | Brazoria | COASTAL | 2026-04-07 | SOL | PV | 120.7 | 35 | Solar PV (land lease, not building) ¦ 121 MW ¦ COD 2026 (imminent - land deals NOW) ¦ IA signed + FIS complete (most advanced)
22INR0267 | Shaula II Solar | SS Completed, FIS Started, IA | Shaula Energy Project II, LLC | tap 345kV 5133 Elm Creek - 5915 SO TEX ckt 1 | DeWitt | SOUTH | 2026-05-30 | SOL | PV | 205.2 | 35 | Solar PV (land lease, not building) ¦ 205 MW (mid-size) ¦ COD 2026 (imminent - land deals NOW) ¦ Has interconnection agreement
23INR0344 | Hermes Solar | SS Completed, FIS Completed, IA | Bell 1 Solar, LLC | Tap 345kV 3687 Bell County East Switch - 39950 TNP One Plant Ckt 2 | Bell | NORTH | 2026-04-17 | SOL | PV | 100.36 | 35 | Solar PV (land lease, not building) ¦ 100 MW ¦ COD 2026 (imminent - land deals NOW) ¦ IA signed + FIS complete (most advanced)
28INR0088 | Red Hollow Renewable Energy Solar SLF | SS Completed, FIS Completed, No IA | Red Hollow Renewable Energy LLC | Tap 345kV (Bus# 1422) Bowman - (Bus# 17002) Garvey Road | Archer | WEST | 2028-09-18 | SOL | PV | 308.61 | 35 | Solar PV (land lease, not building) ¦ 309 MW (mid-size) ¦ COD 2028 (near-term) ¦ IA signed + FIS complete (most advanced)
19INR0035 | Norton Solar | SS Completed, FIS Completed, IA | TAI Norton Solar, LLC | 60451 Garnet 138kV | Runnels | WEST | 2025-11-24 | SOL | PV | 128.48 | 35 | Solar PV (land lease, not building) ¦ 128 MW ¦ COD 2025 (imminent - land deals NOW) ¦ IA signed + FIS complete (most advanced)
23INR0235 | Hoyte Solar | SS Completed, FIS Started, IA | Milano Solar LLC | (3707) Cannon Switch 138kV | Milam | SOUTH | 2027-04-15 | SOL | PV | 206.75 | 35 | Solar PV (land lease, not building) ¦ 207 MW (mid-size) ¦ COD 2027 (imminent - land deals NOW) ¦ Has interconnection agreement
21INR0210 | Adamstown Solar | SS Completed, FIS Started, IA | Adams Creek Solar Project, LLC | tap 345kV 1730 West Krum - 6111 Riley Ckt 2 | Wilbarger | WEST | 2027-08-31 | SOL | PV | 250.88 | 35 | Solar PV (land lease, not building) ¦ 251 MW (mid-size) ¦ COD 2027 (imminent - land deals NOW) ¦ Has interconnection agreement
26INR0670 | Greyhound Solar - Phase F | SS Completed, FIS Completed, IA | ROCKHOUND SOLAR 2 LLC DBA GREYHOUND SOLAR | Tap 345kV 11010 Wolf - 1018 Moss | Ector | WEST | 2025-11-13 | SOL | PV | 101.6 | 35 | Solar PV (land lease, not building) ¦ 102 MW ¦ COD 2025 (imminent - land deals NOW) ¦ IA signed + FIS complete (most advanced)
23INR0056 | Caliche Mound Solar | SS Completed, FIS Started, IA | Tierra Blanco Solar LLC | tap 345kV 23906 AJSwope - 23910 Windmill | Deaf Smith | PANHANDLE | 2027-10-15 | SOL | PV | 406.6 | 35 | Solar PV (land lease, not building) ¦ 407 MW (mid-size) ¦ COD 2027 (imminent - land deals NOW) ¦ Has interconnection agreement
27INR0020 | SCOTT CROSSING SOLAR SLF | SS Completed, FIS Started, No IA | FRESH AIR ENERGY II, LLC | Tap 345kV 60514 Clear Crossing - 60507 | Haskell | WEST | 2027-09-01 | SOL | PV | 364.14 | 35 | Solar PV (land lease, not building) ¦ 364 MW (mid-size) ¦ COD 2027 (imminent - land deals NOW) ¦ Has interconnection agreement
27INR0049 | Darkwood Solar | SS Completed, FIS Completed, No IA | Mustang Creek Solar, LLC | Tap 345KV 1900 Comanche Peak to 1440 Comanche SS | Comanche | NORTH | 2027-09-20 | SOL | PV | 150.76 | 35 | Solar PV (land lease, not building) ¦ 151 MW ¦ COD 2027 (imminent - land deals NOW) ¦ IA signed + FIS complete (most advanced)
23INR0058 | Erin Solar | SS Completed, FIS Completed, IA | Erin Solar LLC | 44040 Bailey 345 kV | Wharton | SOUTH | 2028-12-31 | SOL | PV | 208.34 | 35 | Solar PV (land lease, not building) ¦ 208 MW (mid-size) ¦ COD 2028 (near-term) ¦ IA signed + FIS complete (most advanced)
23INR0080 | Soda Lake Solar 2 SLF | SS Completed, FIS Started, IA | Crane II Solar Electric, LLC | 138 kV Soda Lake (#76026) | Crane | WEST | 2027-12-01 | SOL | PV | 201.74 | 35 | Solar PV (land lease, not building) ¦ 202 MW (mid-size) ¦ COD 2027 (imminent - land deals NOW) ¦ Has interconnection agreement
20INR0216 | Starr Solar Ranch | SS Completed, FIS Completed, IA | Starr Solar Ranch 1 LLC | 8795 Roma 138kV | Starr | SOUTH | 2025-08-14 | SOL | PV | 136.73 | 35 | Solar PV (land lease, not building) ¦ 137 MW ¦ COD 2025 (imminent - land deals NOW) ¦ IA signed + FIS complete (most advanced)
21INR0349 | Pearl Crescent Solar | SS Completed, FIS Started, No IA | RWE Solar Development, LLC | Rock Island (57640) 138kV | Colorado | SOUTH | 2026-12-08 | SOL | PV | 208.35 | 35 | Solar PV (land lease, not building) ¦ 208 MW (mid-size) ¦ COD 2026 (imminent - land deals NOW) ¦ Has interconnection agreement
23INR0087 | Kinenos Solar | SS Completed, FIS Started, No IA | Encino del Sol Energy, LLC | tap 345kV 8905 North Edinburg - 8455 Lon Hill | Brooks | SOUTH | 2026-12-31 | SOL | PV | 203.17 | 35 | Solar PV (land lease, not building) ¦ 203 MW (mid-size) ¦ COD 2026 (imminent - land deals NOW) ¦ Has interconnection agreement
26INR0669 | Greyhound Solar - Phase E | SS Completed, FIS Completed, IA | ROCKHOUND SOLAR 2 LLC DBA GREYHOUND SOLAR | Tap 345kV 11010 Wolf - 1018 Moss | Ector | WEST | 2025-11-20 | SOL | PV | 150.71 | 35 | Solar PV (land lease, not building) ¦ 151 MW ¦ COD 2025 (imminent - land deals NOW) ¦ IA signed + FIS complete (most advanced)
25INR0337 | Butcherbird Solar | SS Completed, FIS Completed, No IA | Butcherbird Solar, LLC | Tap 138 kV - Bell County #133 to Bartlett Switch #114 | Bell | NORTH | 2027-02-01 | SOL | PV | 116 | 35 | Solar PV (land lease, not building) ¦ 116 MW ¦ COD 2027 (imminent - land deals NOW) ¦ IA signed + FIS complete (most advanced)
24INR0287 | Rockridge Solar | SS Completed, FIS Started, IA | Magnolia Solar Development LLC | 7225 Hickory Forest 138kV | Guadalupe | SOUTH | 2027-04-03 | SOL | PV | 211.2 | 35 | Solar PV (land lease, not building) ¦ 211 MW (mid-size) ¦ COD 2027 (imminent - land deals NOW) ¦ Has interconnection agreement
25INR0368 | Echols Creek Solar | SS Completed, FIS Started, IA | Echols Grove, LLC | Tap 138kV Hawk Hollow Switch (#11768) and Lamar Blossom Switch (#11770) | Lamar | NORTH | 2027-04-03 | SOL | PV | 201.56 | 35 | Solar PV (land lease, not building) ¦ 202 MW (mid-size) ¦ COD 2027 (imminent - land deals NOW) ¦ Has interconnection agreement
23INR0296 | Trojan Solar SLF | SS Completed, FIS Completed, IA | Compadre Solar, LLC | 11735 Cedar Elm Switch 345kV | Cooke | NORTH | 2026-05-05 | SOL | PV | 150.59 | 35 | Solar PV (land lease, not building) ¦ 151 MW ¦ COD 2026 (imminent - land deals NOW) ¦ IA signed + FIS complete (most advanced)
24INR0038 | Jaguar Solar | SS Completed, FIS Started, IA | PP Jaguar Solar LLC | Tap 345kV 13405 Tradinghouse SES - 68090 Sam Switch | McLennan | NORTH | 2027-12-11 | SOL | PV | 300.87 | 35 | Solar PV (land lease, not building) ¦ 301 MW (mid-size) ¦ COD 2027 (imminent - land deals NOW) ¦ Has interconnection agreement
26INR0388 | Aggie Solar Project SLF | SS Completed, FIS Completed, No IA | reNRG TX 8 LLC | POI: COYOTE SPRINGS SUBSTATION - 138KV BUS NUMBER : 38113 COUNTY : REEVES POI LOCATION: 31.396675, -103.6252777 | Reeves | WEST | 2027-06-30 | SOL | PV | 103.7 | 35 | Solar PV (land lease, not building) ¦ 104 MW ¦ COD 2027 (imminent - land deals NOW) ¦ IA signed + FIS complete (most advanced)
24INR0200 | White Tail Solar | SS Completed, FIS Started, No IA | Mule Deer Solar LLC | Tap 345kV Windmill (23910) – AJ Swope (23906) | Deaf Smith | PANHANDLE | 2027-09-21 | SOL | PV | 226.8 | 35 | Solar PV (land lease, not building) ¦ 227 MW (mid-size) ¦ COD 2027 (imminent - land deals NOW) ¦ Has interconnection agreement
19INR0085 | Blue Jay Solar | SS Completed, FIS Completed, IA | Blue Jay Solar I, LLC | 4 Iola 138kV | Grimes | NORTH | 2025-09-30 | SOL | PV | 141.05 | 35 | Solar PV (land lease, not building) ¦ 141 MW ¦ COD 2025 (imminent - land deals NOW) ¦ IA signed + FIS complete (most advanced)
24INR0206 | Glasgow Solar | SS Completed, FIS Completed, IA | Glasgow Solar LLC | Tap 345kV #2466 Big Onion - #68091 Navarro | Navarro | NORTH | 2028-03-16 | SOL | PV | 203.5 | 35 | Solar PV (land lease, not building) ¦ 204 MW (mid-size) ¦ COD 2028 (near-term) ¦ IA signed + FIS complete (most advanced)
23INR0009 | Shaula III Solar | SS Completed, FIS Started, No IA | Shaula Energy Project III, LLC | tap 345kV 5133 Elm Creek - 5915 SO TEX ckt 1 | DeWitt | SOUTH | 2025-12-24 | SOL | PV | 205.2 | 35 | Solar PV (land lease, not building) ¦ 205 MW (mid-size) ¦ COD 2025 (imminent - land deals NOW) ¦ Has interconnection agreement
22INR0605 | Camino Santiago Solar | SS Completed, FIS Completed, IA | Camino Solar Project, LLC | 345 kV Herndon Switch Substation (#3804) | Milam | SOUTH | 2027-02-18 | SOL | PV | 196.3 | 35 | Solar PV (land lease, not building) ¦ 196 MW ¦ COD 2027 (imminent - land deals NOW) ¦ IA signed + FIS complete (most advanced)
23INR0006 | Sierra Madre Solar | SS Completed, FIS Started, No IA | Sierra Madre Solar LLC | tap 345kV 80307 Del Sol - 80225 Cenizo | Zapata | SOUTH | 2027-12-01 | SOL | PV | 255.15 | 35 | Solar PV (land lease, not building) ¦ 255 MW (mid-size) ¦ COD 2027 (imminent - land deals NOW) ¦ Has interconnection agreement
21INR0022 | Red Holly Solar | SS Completed, FIS Started, IA | GreenGo Energy | tap 345kV 59900 Longdraw - 79641 Farmland | Dawson | WEST | 2027-06-01 | SOL | PV | 260 | 35 | Solar PV (land lease, not building) ¦ 260 MW (mid-size) ¦ COD 2027 (imminent - land deals NOW) ¦ Has interconnection agreement
20INR0266 | Tres Bahias Solar | SS Completed, FIS Completed, IA | Tres Bahias Solar Power LLC | 8140 Joslin 138kV | Calhoun | COASTAL | 2026-02-28 | SOL | PV | 195 | 35 | Solar PV (land lease, not building) ¦ 195 MW ¦ COD 2026 (imminent - land deals NOW) ¦ IA signed + FIS complete (most advanced)
24INR0059 | Cuchillas Solar | SS Completed, FIS Completed, IA | Gransolar Texas Two, LLC | 80219 Lobo 345kV | Webb | SOUTH | 2028-12-15 | SOL | PV | 305.6 | 35 | Solar PV (land lease, not building) ¦ 306 MW (mid-size) ¦ COD 2028 (near-term) ¦ IA signed + FIS complete (most advanced)
24INR0044 | Millers Branch Solar II | SS Completed, FIS Completed, IA | Miller's Branch Solar, LLC | Tap 345kV 60703 Gauss - 60514 Clear Crossing (60712 QUASAR) | Haskell | WEST | 2026-05-01 | SOL | PV | 178 | 35 | Solar PV (land lease, not building) ¦ 178 MW ¦ COD 2026 (imminent - land deals NOW) ¦ IA signed + FIS complete (most advanced)
27INR0002 | Puerto Del Sol 2 | SS Completed, FIS Started, No IA | PUERTO DEL SOL, LLC | Tap 345kV 79500 Palmito - 79501 King Fisher Ckt 1 | Cameron | COASTAL | 2027-12-31 | SOL | PV | 213.8 | 35 | Solar PV (land lease, not building) ¦ 214 MW (mid-size) ¦ COD 2027 (imminent - land deals NOW) ¦ Has interconnection agreement
24INR0208 | Eastbell Milam Solar II | SS Completed, FIS Completed, IA | Cattlemen Solar Park II LLC | 345 kV Bell County East Switch (bus# 3687) - TNP One (bus# 39950) circuit 2 | Milam | SOUTH | 2025-11-27 | SOL | PV | 150.6 | 35 | Solar PV (land lease, not building) ¦ 151 MW ¦ COD 2025 (imminent - land deals NOW) ¦ IA signed + FIS complete (most advanced)
24INR0233 | St. Gall Solar | SS Completed, FIS Started, No IA | St. Gall Solar LLC | 38355 Leon Creek 138kV | Pecos | WEST | 2026-06-01 | SOL | PV | 207 | 35 | Solar PV (land lease, not building) ¦ 207 MW (mid-size) ¦ COD 2026 (imminent - land deals NOW) ¦ Has interconnection agreement
20INR0091 | Fagus Solar Park 1 SLF | SS Completed, FIS Completed, IA | Excel Advantage Services, LLC dba Misae Solar Park II | 60501 Tesla 345kV | Childress | PANHANDLE | 2026-01-14 | SOL | PV | 166.42 | 35 | Solar PV (land lease, not building) ¦ 166 MW ¦ COD 2026 (imminent - land deals NOW) ¦ IA signed + FIS complete (most advanced)
23INR0086 | Hanson Solar | SS Completed, FIS Started, IA | Hanson Solar, LLC | tap 345kV 1444 Brown - 11406 Central Bluff | Coleman | WEST | 2027-04-17 | SOL | PV | 398.83 | 35 | Solar PV (land lease, not building) ¦ 399 MW (mid-size) ¦ COD 2027 (imminent - land deals NOW) ¦ Has interconnection agreement
24INR0167 | OCI SunRoper | SS Completed, FIS Started, IA | OCI SunRoper LLC | tap138kV #43190 South Lane City to #42985 Dyann CKT#60 | Wharton | SOUTH | 2027-10-01 | SOL | PV | 265.1 | 35 | Solar PV (land lease, not building) ¦ 265 MW (mid-size) ¦ COD 2027 (imminent - land deals NOW) ¦ Has interconnection agreement
20INR0143 | Tri-X Solar 1 SLF | SS Completed, FIS Started, IA | Crane I Solar Electric, LLC | 138 kV Soda Lake (#76026) | Crane | WEST | 2027-12-01 | SOL | PV | 201.5 | 35 | Solar PV (land lease, not building) ¦ 202 MW (mid-size) ¦ COD 2027 (imminent - land deals NOW) ¦ Has interconnection agreement
24INR0186 | Rowdy Creek Solar | SS Completed, FIS Started, IA | Rowdy Creek Solar LLC | Tap 345kV 1692 Paris Switch – 1690 Valley SES | Lamar | NORTH | 2027-12-29 | SOL | PV | 351.78 | 35 | Solar PV (land lease, not building) ¦ 352 MW (mid-size) ¦ COD 2027 (imminent - land deals NOW) ¦ Has interconnection agreement
21INR0334 | Nightfall Solar | SS Completed, FIS Completed, IA | BDPU SOLAR NIGHTFALL, LLC | 138 kV Tap 8707 Dryfrio - 8234 Uvalde (new 138 kV Meil station) | Uvalde | SOUTH | 2026-11-30 | SOL | PV | 180.87 | 35 | Solar PV (land lease, not building) ¦ 181 MW ¦ COD 2026 (imminent - land deals NOW) ¦ IA signed + FIS complete (most advanced)
21INR0341 | Space City Solar | SS Completed, FIS Started, IA | Apollo Solar Ranch, LLC | 44200 Hillje 345kV | Wharton | SOUTH | 2027-06-01 | SOL | PV | 366 | 35 | Solar PV (land lease, not building) ¦ 366 MW (mid-size) ¦ COD 2027 (imminent - land deals NOW) ¦ Has interconnection agreement
24INR0182 | DeSpain Solar Project | SS Completed, FIS Started, No IA | Gransolar Texas Thirteen LLC | 7425 Odlaw Switch 138kV | Kinney | SOUTH | 2027-12-15 | SOL | PV | 236.17 | 35 | Solar PV (land lease, not building) ¦ 236 MW (mid-size) ¦ COD 2027 (imminent - land deals NOW) ¦ Has interconnection agreement
29INR0026 | Skeeter Solar | SS Completed, FIS Completed, No IA | Mesquite Solar, LLC | 345 kV SWEETWATER EAST (11420) - LONG CREEK (1435) | Jones | WEST | 2028-12-02 | SOL | PV | 251 | 35 | Solar PV (land lease, not building) ¦ 251 MW (mid-size) ¦ COD 2028 (near-term) ¦ IA signed + FIS complete (most advanced)
25INR0282 | Hornet Solar II SLF | SS Completed, FIS Completed, IA | Hornet Solar II LLC | Ozark Trail Switch 345kV substation (Bus #23901) | Swisher | PANHANDLE | 2028-07-31 | SOL | PV | 208.95 | 35 | Solar PV (land lease, not building) ¦ 209 MW (mid-size) ¦ COD 2028 (near-term) ¦ IA signed + FIS complete (most advanced)
25INR0321 | El Molino Solar SLF | SS Completed, FIS Started, No IA | El Molino Solar, LLC | Tap 138kV 80439 LaQuinta - 8297 Bruni 8297 | Webb | SOUTH | 2027-09-01 | SOL | PV | 201.32 | 35 | Solar PV (land lease, not building) ¦ 201 MW (mid-size) ¦ COD 2027 (imminent - land deals NOW) ¦ Has interconnection agreement
19INR0103 | Rodeo Solar | SS Completed, FIS Started, IA | Core Solar SPV I, LLC | 138kV 11273 NELSON SWITCH | Andrews | WEST | 2026-11-30 | SOL | PV | 200 | 35 | Solar PV (land lease, not building) ¦ 200 MW (mid-size) ¦ COD 2026 (imminent - land deals NOW) ¦ Has interconnection agreement
19INR0110 | Azalea Springs Solar | SS Completed, FIS Completed, IA | AZALEA SPRINGS SOLAR PARK LLC | tap 138kV Jim English – Lufkin Chipper Mill | Angelina | NORTH | 2025-10-31 | SOL | PV | 181 | 35 | Solar PV (land lease, not building) ¦ 181 MW ¦ COD 2025 (imminent - land deals NOW) ¦ IA signed + FIS complete (most advanced)
26INR0241 | Sol Marina Energy Center | SS Completed, FIS Completed, IA | Adapture Solar Development, LLC | Tap 345kV 2427 Watermill - 2466 Big Onion | Ellis | NORTH | 2027-10-29 | SOL | PV | 175.3 | 35 | Solar PV (land lease, not building) ¦ 175 MW ¦ COD 2027 (imminent - land deals NOW) ¦ IA signed + FIS complete (most advanced)
25INR0134 | Hoskins Solar | SS Completed, FIS Started, No IA | SGT HOSKINS SOLAR PROJECT, LLC | TAP 138 kV 1687 BLOSSOM_T8 - 1771 LAMARBM1_8 | Lamar | NORTH | 2026-08-31 | SOL | PV | 204.12 | 35 | Solar PV (land lease, not building) ¦ 204 MW (mid-size) ¦ COD 2026 (imminent - land deals NOW) ¦ Has interconnection agreement
25INR0199 | Bonham Solar SLF | SS Completed, FIS Completed, IA | J&J Solar Ranch LLC | TAP 138 kV MEXIA_2_1_8 3632 - GROES_SE1_8 3634 | Limestone | NORTH | 2027-04-06 | SOL | PV | 138.4 | 35 | Solar PV (land lease, not building) ¦ 138 MW ¦ COD 2027 (imminent - land deals NOW) ¦ IA signed + FIS complete (most advanced)
25INR0195 | Photo Solar 2 | SS Completed, FIS Started, No IA | CED Development Inc. | 5885 Downie 138kV | Uvalde | SOUTH | 2027-05-31 | SOL | PV | 300 | 35 | Solar PV (land lease, not building) ¦ 300 MW (mid-size) ¦ COD 2027 (imminent - land deals NOW) ¦ Has interconnection agreement
24INR0356 | Cibeles Solar | SS Completed, FIS Started, IA | Elawan Cibeles Solar, LLC | 3379 Tiger Creek Switch (TIGERCREEK_5) 345 kV Substation | McLennan | NORTH | 2027-06-30 | SOL | PV | 252.3 | 35 | Solar PV (land lease, not building) ¦ 252 MW (mid-size) ¦ COD 2027 (imminent - land deals NOW) ¦ Has interconnection agreement
27INR0146 | Larrea Solar | SS Completed, FIS Started, No IA | Greasewood IV LLC | Tap 345kV 76002 Bakerfield - 60404 Solstice CKT#1 | Pecos | WEST | 2027-09-18 | SOL | PV | 231.6 | 35 | Solar PV (land lease, not building) ¦ 232 MW (mid-size) ¦ COD 2027 (imminent - land deals NOW) ¦ Has interconnection agreement
27INR0128 | Bigway Solar II | SS Completed, FIS Started, IA | NextEra Energy Interconnection Holdings, LLC | Tap 345KV #59904 Cottonwood - #60500 Edith Clarke Ckt #2 | King | WEST | 2027-12-31 | SOL | PV | 203 | 35 | Solar PV (land lease, not building) ¦ 203 MW (mid-size) ¦ COD 2027 (imminent - land deals NOW) ¦ Has interconnection agreement
25INR0225 | Lucy Solar | SS Completed, FIS Started, IA | Concho County Solar 1 LLC | Tap 345kV 7077 Amos Creek - 6444 San Angelo Red Creek and 7077 Amos Creek - 76009 Twin Buttes | Concho | WEST | 2027-06-30 | SOL | PV | 352.21 | 35 | Solar PV (land lease, not building) ¦ 352 MW (mid-size) ¦ COD 2027 (imminent - land deals NOW) ¦ Has interconnection agreement
27INR0355 | Gardner Draw Solar | SS Completed, FIS Started, IA | RWE Clean Energy Development, LLC | 59902 Sand Bluff 345kV | Glasscock | WEST | 2027-12-31 | SOL | PV | 300 | 35 | Solar PV (land lease, not building) ¦ 300 MW (mid-size) ¦ COD 2027 (imminent - land deals NOW) ¦ Has interconnection agreement
25INR0297 | RIVERBEND SOLAR SLF | SS Completed, FIS Started, No IA | Riverbend Renewables, LLC | TAP 345 KV LINE FROM TRADINGHOUSE (#3405) TO TEMPLE PECAN CREEK (#3412) SUBSTATIONS | Falls | NORTH | 2027-12-31 | SOL | PV | 301.6 | 35 | Solar PV (land lease, not building) ¦ 302 MW (mid-size) ¦ COD 2027 (imminent - land deals NOW) ¦ Has interconnection agreement
25INR0306 | Red Top Solar I | SS Completed, FIS Completed, No IA | Cat Red Top Solar, LLC | Tap 138kV 1431 Graham SES - Short Grass 11525 | Young | WEST | 2028-11-30 | SOL | PV | 200.59 | 35 | Solar PV (land lease, not building) ¦ 201 MW (mid-size) ¦ COD 2028 (near-term) ¦ IA signed + FIS complete (most advanced)
25INR0281 | Cosper Solar | SS Completed, FIS Completed, IA | Gransolar Texas Twenty LLC | Tap 138kV 115 Ding Dong - 3630 Copperas Cove Tu | Bell | NORTH | 2027-11-12 | SOL | PV | 148.16 | 35 | Solar PV (land lease, not building) ¦ 148 MW ¦ COD 2027 (imminent - land deals NOW) ¦ IA signed + FIS complete (most advanced)
24INR0333 | Chisme Solar | SS Completed, FIS Completed, No IA | Blue Heron Solar, LLC | Tap 345 kV 1444 BROWN SWITCH - 3424 BUCKHORN SWITCH | Brown | NORTH | 2027-04-13 | SOL | PV | 147 | 35 | Solar PV (land lease, not building) ¦ 147 MW ¦ COD 2027 (imminent - land deals NOW) ¦ IA signed + FIS complete (most advanced)
24INR0339 | Mystic Springs Renewable Energy Solar SLF | SS Completed, FIS Completed, IA | Mystic Spring Renewable Energy LLC | Tap 345 kV Royse Switch (2478) – Poetry Switch (2485) | Kaufman | NORTH | 2028-03-31 | SOL | PV | 258.83 | 35 | Solar PV (land lease, not building) ¦ 259 MW (mid-size) ¦ COD 2028 (near-term) ¦ IA signed + FIS complete (most advanced)
27INR0127 | Bigway Solar I | SS Completed, FIS Started, IA | NextEra Energy Interconnection Holdings, LLC | Tap 345kV 59904 Cottonwood - 60500 Edith Clarke Ckt #2 | King | WEST | 2027-12-31 | SOL | PV | 203 | 35 | Solar PV (land lease, not building) ¦ 203 MW (mid-size) ¦ COD 2027 (imminent - land deals NOW) ¦ Has interconnection agreement
21INR0265 | Sisters Solar | SS Completed, FIS Completed, IA | Oberon Solar LLC | tapping the 345 kV line connecting Moss Switch (Bus# 1018) to Wolf Switching Station (Bus# 11010) | Ector | WEST | 2028-02-21 | SOL | PV | 301.6 | 35 | Solar PV (land lease, not building) ¦ 302 MW (mid-size) ¦ COD 2028 (near-term) ¦ IA signed + FIS complete (most advanced)
29INR0176 | SCHNEIDER GAS RICE | SS Completed, FIS Started, IA | LCRA | Double Tap 345kV #7042 Zorn - #7040 Austrop and #7042 Zorn - #9074 Lytton Springs | Caldwell | SOUTH | 2029-08-02 | GAS | IC | 113.02 | 35 | Gas internal combustion ¦ 113 MW ¦ COD 2029 (mid-term) ¦ Has interconnection agreement
29INR0166 | LOST PINES GAS RECIP | SS Completed, FIS Started, IA | LCRA | (#170174) LOST PINES 345 kV | Bastrop | SOUTH | 2029-08-02 | GAS | IC | 113.02 | 35 | Gas internal combustion ¦ 113 MW ¦ COD 2029 (mid-term) ¦ Has interconnection agreement
21INR0253 | Ulysses Solar | SS Completed, FIS Completed, IA | BNB Tennyson Solar LLC | 60072 Odysseus Substation 345 kV | Coke | WEST | 2027-03-02 | SOL | PV | 151.2 | 35 | Solar PV (land lease, not building) ¦ 151 MW ¦ COD 2027 (imminent - land deals NOW) ¦ IA signed + FIS complete (most advanced)
22INR0437 | TORMES SOLAR | SS Completed, FIS Started, IA | BDPU SOLAR TORMES LLC | tap 345kV 1906 Venus - 68091 Navarro | Navarro | NORTH | 2027-03-31 | SOL | PV | 356.6 | 35 | Solar PV (land lease, not building) ¦ 357 MW (mid-size) ¦ COD 2027 (imminent - land deals NOW) ¦ Has interconnection agreement
24INR0003 | Stem Solar | SS Completed, FIS Started, No IA | Innovative Solar 134, LLC | tap 345kV 23914 Tule Canyon - 23912 Ogallala | Swisher | PANHANDLE | 2025-08-26 | SOL | PV | 200 | 35 | Solar PV (land lease, not building) ¦ 200 MW (mid-size) ¦ COD 2025 (imminent - land deals NOW) ¦ Has interconnection agreement
20INR0248 | DAMAZO (Second Division) SOLAR | SS Completed, FIS Completed, IA | TX Gulf Solar 1 LLC | Tap 138 kV SANBER_POI_8 (Bus# 43110) to WEST COLUMBIA (Bus# 43380) Ckt 60 Line | Brazoria | COASTAL | 2025-12-31 | SOL | PV | 100.2 | 35 | Solar PV (land lease, not building) ¦ 100 MW ¦ COD 2025 (imminent - land deals NOW) ¦ IA signed + FIS complete (most advanced)
24INR0454 | Longfellow Solar II | SS Completed, FIS Started, IA | CENTURY GAS PROCESSING, LLC | 38432 TNCENTRY2_1 138 KV | Pecos | WEST | 2027-06-30 | SOL | PV | 207.36 | 35 | Solar PV (land lease, not building) ¦ 207 MW (mid-size) ¦ COD 2027 (imminent - land deals NOW) ¦ Has interconnection agreement
25INR0164 | Star Dairy Solar | SS Completed, FIS Completed, IA | Star Dairy Solar LLC | Tap 345kV 1692 PARIS_SW1_5 -- 11699 WOODARD_5 | Lamar | NORTH | 2027-04-03 | SOL | PV | 125.61 | 35 | Solar PV (land lease, not building) ¦ 126 MW ¦ COD 2027 (imminent - land deals NOW) ¦ IA signed + FIS complete (most advanced)
27INR0198 | Musgravite Solar | SS Completed, FIS Completed, IA | BT Thompson Solar, LLC | Tap 138 kV (6855) Coffee - (6849) New York. | Henderson | NORTH | 2027-11-01 | SOL | PV | 100.6 | 35 | Solar PV (land lease, not building) ¦ 101 MW ¦ COD 2027 (imminent - land deals NOW) ¦ IA signed + FIS complete (most advanced)
27INR0218 | Themisto Solar | SS Completed, FIS Completed, No IA | Themisto Solar, LLC | Tap 345kV Champion Creek #1414 – Sweetwater East #11420 | Nolan | WEST | 2028-06-30 | SOL | PV | 301.2 | 35 | Solar PV (land lease, not building) ¦ 301 MW (mid-size) ¦ COD 2028 (near-term) ¦ IA signed + FIS complete (most advanced)
22INR0274 | Crowded Star Solar II | SS Completed, FIS Completed, IA | Jones City Solar II, LLC | tap 345kV 68001 Claytonville – 68004 Phantom Hill c2 (New Substation: Open Sky 68014) | Jones | WEST | 2026-05-29 | SOL | PV | 189.5 | 35 | Solar PV (land lease, not building) ¦ 190 MW ¦ COD 2026 (imminent - land deals NOW) ¦ IA signed + FIS complete (most advanced)
25INR0081 | SanPat Solar I | SS Completed, FIS Started, IA | Padre Solar LLC | Tap 345kV 8249 Angstrom – 8659 Naismith | San Patricio | COASTAL | 2027-07-08 | SOL | PV | 308.88 | 35 | Solar PV (land lease, not building) ¦ 309 MW (mid-size) ¦ COD 2027 (imminent - land deals NOW) ¦ Has interconnection agreement
24INR0477 | Barrett Solar | SS Completed, FIS Completed, IA | Barrett Solar Project, LLC | 138kV Lone Oak Substation (#6797) | Rains | NORTH | 2026-03-16 | SOL | PV | 125.81 | 35 | Solar PV (land lease, not building) ¦ 126 MW ¦ COD 2026 (imminent - land deals NOW) ¦ IA signed + FIS complete (most advanced)
22INR0342 | Matagorda Solar | SS Completed, FIS Completed, IA | Matagorda Solar Farm, LLC | 5555 Shropshire 69kV | Matagorda | COASTAL | 2027-08-25 | SOL | PV | 101 | 35 | Solar PV (land lease, not building) ¦ 101 MW ¦ COD 2027 (imminent - land deals NOW) ¦ IA signed + FIS complete (most advanced)
27INR0192 | Cedar Draw Solar | SS Completed, FIS Started, No IA | Cedar Draw Solar LLC | 60011 Nebula7A 345kV | Scurry | WEST | 2027-12-31 | SOL | PV | 451.4 | 35 | Solar PV (land lease, not building) ¦ 451 MW (mid-size) ¦ COD 2027 (imminent - land deals NOW) ¦ Has interconnection agreement
16INR0049 | Nazareth Solar | SS Completed, FIS Started, IA | TX Nazareth Solar, LLC | tap 345kV 23914 Tule Canyon - 23912 Ogallala C2 | Castro | PANHANDLE | 2027-08-05 | SOL | PV | 203 | 35 | Solar PV (land lease, not building) ¦ 203 MW (mid-size) ¦ COD 2027 (imminent - land deals NOW) ¦ Has interconnection agreement
29INR0194 | Glass Mountain Wind 1 | SS Started, FIS Started, No IA | Glass Mountain Wind, LLC | Tap 345 60404 SOLSTICE - 18669 TOYAHCRK_5 | Reeves | WEST | 2028-12-31 | WIN | WT | 511.5 | 34 | Wind (land lease only) ¦ 512 MW (large) ¦ COD 2028 (near-term) ¦ Has interconnection agreement
29INR0103 | Meitner 2 Wind | SS Completed, FIS Started, No IA | IP Meitner, LLC | 79000 Gray Substation 345kV | Gray | PANHANDLE | 2028-06-30 | WIN | WT | 709.1 | 34 | Wind (land lease only) ¦ 709 MW (large) ¦ COD 2028 (near-term) ¦ Has interconnection agreement
29INR0010 | Aurelius 2 Wind | SS Completed, FIS Started, No IA | IP Roman Wind II, LLC | 23908 Deaf Smith station 345kV | Deaf Smith | PANHANDLE | 2028-09-30 | WIN | WT | 621.6 | 34 | Wind (land lease only) ¦ 622 MW (large) ¦ COD 2028 (near-term) ¦ Has interconnection agreement
29INR0004 | Aurelius Wind | SS Completed, FIS Started, IA | IP Roman Wind, LLC | 23908 Deaf Smith station 345 kV | Deaf Smith | PANHANDLE | 2028-06-30 | WIN | WT | 621.6 | 34 | Wind (land lease only) ¦ 622 MW (large) ¦ COD 2028 (near-term) ¦ Has interconnection agreement
28INR0468 | Glass Mountain Wind 2 | SS Started, FIS Started, No IA | Glass Mountain Wind, LLC | Tap 345 60404 Solstice - 11098 Sand Lake Ckt 1 | Reeves | WEST | 2028-12-31 | WIN | WT | 519.2 | 34 | Wind (land lease only) ¦ 519 MW (large) ¦ COD 2028 (near-term) ¦ Has interconnection agreement
29INR0040 | Gusty Windpower | SS Completed, FIS Completed, IA | Gusty Windpower, LLC | Tap 345kV 59903 Bearkat - 1058 Longshore_5; Anemone 345 kV Station | Glasscock | WEST | 2028-12-31 | WIN | WT | 208.5 | 33 | Wind (land lease only) ¦ 208 MW (mid-size) ¦ COD 2028 (near-term) ¦ IA signed + FIS complete (most advanced)
27INR0132 | Palo Verde Wind | SS Completed, FIS Started, IA | RWE Clean Energy Development, LLC | Tap 345kV 8624 Grissom – 8455 Lon C Hill | San Patricio | COASTAL | 2027-09-02 | WIN | WT | 297.5 | 33 | Wind (land lease only) ¦ 298 MW (mid-size) ¦ COD 2027 (imminent - land deals NOW) ¦ Has interconnection agreement
25INR0232 | Isaac Solar | SS Completed, FIS Completed, IA | Industrial Bravo Project LLC | 8114 Conoco 138kV | Matagorda | COASTAL | 2026-12-31 | SOL | PV | 50.73 | 33 | Solar PV (land lease, not building) ¦ 51 MW (small) ¦ COD 2026 (imminent - land deals NOW) ¦ IA signed + FIS complete (most advanced)
27INR0246 | Easy Wind Energy Center | SS Completed, FIS Started, No IA | Easy Wind Energy Center, LLC | Tap 345kV #76003 Big Hill - #76005 Schneeman Draw circuit #1 | Schleicher | WEST | 2027-12-01 | WIN | WT | 241.13 | 33 | Wind (land lease only) ¦ 241 MW (mid-size) ¦ COD 2027 (imminent - land deals NOW) ¦ Has interconnection agreement
15INR0064b | Harald (BearKat Wind B) | SS Completed, FIS Completed, IA | McCrae Wind Energy II, LLC | 59903 Bearkat 345kV | Glasscock | WEST | 2026-04-30 | WIN | WT | 162.1 | 33 | Wind (land lease only) ¦ 162 MW ¦ COD 2026 (imminent - land deals NOW) ¦ IA signed + FIS complete (most advanced)
25INR0382 | HappyDogSolar | SS Completed, FIS Completed, IA | Rosula Solar LLC | Tap 345kV 3704 Hog Creek Switch – 3687 Bell County East Switch | Milam | SOUTH | 2027-04-13 | SOL | PV | 85.54 | 33 | Solar PV (land lease, not building) ¦ 86 MW (small) ¦ COD 2027 (imminent - land deals NOW) ¦ IA signed + FIS complete (most advanced)
27INR0011 | Dundee East B Wind | SS Completed, FIS Started, IA | Felix 2, LLC | 345 kV Riley Substation (#6101); AEP | Baylor | WEST | 2027-12-31 | WIN | WT | 261.26 | 33 | Wind (land lease only) ¦ 261 MW (mid-size) ¦ COD 2027 (imminent - land deals NOW) ¦ Has interconnection agreement
21INR0538 | Blue Jay Solar II | SS Completed, FIS Completed, IA | Blue Jay Solar I, LLC | 4 Iola 138kV | Grimes | NORTH | 2025-10-31 | SOL | PV | 68.95 | 33 | Solar PV (land lease, not building) ¦ 69 MW (small) ¦ COD 2025 (imminent - land deals NOW) ¦ IA signed + FIS complete (most advanced)
27INR0056 | Laurel Wind Energy Center | SS Completed, FIS Started, IA | LAUREL ENERGY CENTER, LLC | Solstice to Bakersfield (Bus# 60404 -76002) 345kV Ckt 2 line tap | Pecos | WEST | 2027-12-31 | WIN | WT | 306.6 | 33 | Wind (land lease only) ¦ 307 MW (mid-size) ¦ COD 2027 (imminent - land deals NOW) ¦ Has interconnection agreement
22INR0517 | Lane City Wind | SS Completed, FIS Completed, IA | RWE Clean Energy, LLC | 44040 Bailey 345kV | Wharton | SOUTH | 2025-12-30 | WIN | WT | 199.5 | 33 | Wind (land lease only) ¦ 200 MW ¦ COD 2025 (imminent - land deals NOW) ¦ IA signed + FIS complete (most advanced)
27INR0063 | Supra Wind | SS Completed, FIS Started, No IA | NextEra Energy Interconnection Holdings, LLC | Tap #6101 Riley 7A to #60505 Edithcla 7B 345kV | Hardeman | WEST | 2027-12-23 | WIN | WT | 205.86 | 33 | Wind (land lease only) ¦ 206 MW (mid-size) ¦ COD 2027 (imminent - land deals NOW) ¦ Has interconnection agreement
20INR0029 | Lutum Wind | SS Completed, FIS Started, No IA | RWE | tap 345kV 6101 Riley - 1730 W Krum | Clay | WEST | 2027-07-01 | WIN | WT | 241.5 | 33 | Wind (land lease only) ¦ 242 MW (mid-size) ¦ COD 2027 (imminent - land deals NOW) ¦ Has interconnection agreement
20INR0033 | WILDWIND | SS Completed, FIS Completed, IA | Wildcat Creek | tap 345kV 1730 KrumW - 2373 Anna | Cooke | NORTH | 2026-04-15 | WIN | WT | 180.08 | 33 | Wind (land lease only) ¦ 180 MW ¦ COD 2026 (imminent - land deals NOW) ¦ IA signed + FIS complete (most advanced)
24INR0291 | Rubicon Alpha Wind | SS Completed, FIS Started, IA | Throckmorton Wind, LLC | 60507 pendulo7A 345kV | Haskell | WEST | 2027-07-31 | WIN | WT | 225.6 | 33 | Wind (land lease only) ¦ 226 MW (mid-size) ¦ COD 2027 (imminent - land deals NOW) ¦ Has interconnection agreement
24INR0139 | Midpoint Solar | SS Completed, FIS Completed, IA | Midpoint Solar, LLC | 138 KV Tap #3518 BLUM to #237 Blanton | Hill | NORTH | 2026-03-13 | SOL | PV | 98.3 | 33 | Solar PV (land lease, not building) ¦ 98 MW (small) ¦ COD 2026 (imminent - land deals NOW) ¦ IA signed + FIS complete (most advanced)
25INR0497 | Stegall Solar | SS Completed, FIS Completed, No IA | BT Martin Solar, LLC | Elliott (Bus #53) to Franklin (Bus #57) 69kV Transmission Line | Robertson | NORTH | 2027-05-30 | SOL | PV | 81.57 | 33 | Solar PV (land lease, not building) ¦ 82 MW (small) ¦ COD 2027 (imminent - land deals NOW) ¦ IA signed + FIS complete (most advanced)
24INR0137 | Eagle Springs Solar | SS Completed, FIS Completed, IA | Eagle Springs Solar, LLC | Tap Lake Creek Substation (#6835) – Enloe Switching station (#6834) 138 kV Line | Delta | NORTH | 2026-12-31 | SOL | PV | 77.21 | 33 | Solar PV (land lease, not building) ¦ 77 MW (small) ¦ COD 2026 (imminent - land deals NOW) ¦ IA signed + FIS complete (most advanced)
24INR0181 | Bynum Solar Project | SS Completed, FIS Completed, IA | Bynum Solar Project, LLC | Tap 69kV 37470 Olsen - 37520 Sycamore | Coryell | NORTH | 2026-05-01 | SOL | PV | 56 | 33 | Solar PV (land lease, not building) ¦ 56 MW (small) ¦ COD 2026 (imminent - land deals NOW) ¦ IA signed + FIS complete (most advanced)
26INR0625 | Buffalo Gap 2 Wind Repower | SS Completed, FIS Started, IA | Buffalo Gap Wind Farm 2, LLC | 6216 Bluff Creek 138 kV | Nolan | WEST | 2027-02-01 | WIN | WT | 231.49 | 33 | Wind (land lease only) ¦ 231 MW (mid-size) ¦ COD 2027 (imminent - land deals NOW) ¦ Has interconnection agreement
20INR0233 | Impala Flats Wind | SS Completed, FIS Started, No IA | Antelope Flats Wind, LLC | 79641 Farmland 345kV | Lynn | WEST | 2026-06-03 | WIN | WT | 282 | 33 | Wind (land lease only) ¦ 282 MW (mid-size) ¦ COD 2026 (imminent - land deals NOW) ¦ Has interconnection agreement
22INR0559 | Honeycomb Solar SLF | SS Completed, FIS Completed, IA | Honeycomb Solar, LLC | 69 kV Tynan Substation (#8107) | Bee | SOUTH | 2026-07-09 | SOL | PV | 61.4 | 33 | Solar PV (land lease, not building) ¦ 61 MW (small) ¦ COD 2026 (imminent - land deals NOW) ¦ IA signed + FIS complete (most advanced)
27INR0501 | Mesquite Creek Windpower Repower | SS Completed, FIS Started, No IA | Mesquite Creek Wind LLC | <59900><Long Draw><345> | Dawson | WEST | 2027-12-31 | WIN | WT | 212.91 | 33 | Wind (land lease only) ¦ 213 MW (mid-size) ¦ COD 2027 (imminent - land deals NOW) ¦ Has interconnection agreement
26INR0021 | Crossroads Wind | SS Completed, FIS Started, IA | HyFuels Green Lake Wind LLC | 80090 Dokmai 138 KV | Victoria | SOUTH | 2027-06-30 | WIN | WT | 276.8 | 33 | Wind (land lease only) ¦ 277 MW (mid-size) ¦ COD 2027 (imminent - land deals NOW) ¦ Has interconnection agreement
26INR0531 | West Munday Wind | SS Completed, FIS Completed, IA | Lake Creek Wind, LLC | Tap 345kV 60703 Gauss7D – 60712 Quasar | Knox | WEST | 2028-06-30 | WIN | WT | 351.91 | 33 | Wind (land lease only) ¦ 352 MW (mid-size) ¦ COD 2028 (near-term) ¦ IA signed + FIS complete (most advanced)
23INR0174 | Campsey Wind | SS Completed, FIS Completed, No IA | RWE Clean Energy Development, LLC | tap 345kV 1458 Cobb - 1429 Jacksboro | Jack | NORTH | 2028-06-01 | WIN | WT | 238.3 | 33 | Wind (land lease only) ¦ 238 MW (mid-size) ¦ COD 2028 (near-term) ¦ IA signed + FIS complete (most advanced)
24INR0101 | Lampe Solar | SS Completed, FIS Completed, No IA | Gransolar Texas Seven LLC | Tap 138 kV 7572 Gay Hill - 7573 Lyons | Washington | SOUTH | 2027-12-26 | SOL | PV | 60.24 | 33 | Solar PV (land lease, not building) ¦ 60 MW (small) ¦ COD 2027 (imminent - land deals NOW) ¦ IA signed + FIS complete (most advanced)
26INR0447 | Honey Mesquite Wind Farm | SS Completed, FIS Completed, IA | Honey Mesquite Wind Farm , LLC | 59902 Sand Bluff 345kV | Glasscock | WEST | 2026-12-15 | WIN | WT | 173.95 | 33 | Wind (land lease only) ¦ 174 MW ¦ COD 2026 (imminent - land deals NOW) ¦ IA signed + FIS complete (most advanced)
24INR0110 | Kildare | SS Completed, FIS Completed, No IA | Galsol, LLC | 5524 Cordele 69 Sub 69 kV | Jackson | SOUTH | 2026-09-30 | SOL | PV | 70 | 33 | Solar PV (land lease, not building) ¦ 70 MW (small) ¦ COD 2026 (imminent - land deals NOW) ¦ IA signed + FIS complete (most advanced)
25INR0578 | Forest Creek Wind Repower | SS Completed, FIS Completed, IA | Forest Creek Wind Farm, LLC | Mcdonald 138 kV (Bus #: 1333) | Glasscock | WEST | 2026-08-15 | WIN | WT | 125.1 | 33 | Wind (land lease only) ¦ 125 MW ¦ COD 2026 (imminent - land deals NOW) ¦ IA signed + FIS complete (most advanced)
26INR0647 | Wake Wind Energy Repower | SS Completed, FIS Started, No IA | WAKE WIND ENERGY | 59904 Cottonwood 345 | Crosby | PANHANDLE | 2027-05-01 | WIN | WT | 251.3 | 33 | Wind (land lease only) ¦ 251 MW (mid-size) ¦ COD 2027 (imminent - land deals NOW) ¦ Has interconnection agreement
23INR0637 | Goodnight Wind II | SS Completed, FIS Started, IA | FGE Goodnight II, LLC | tap 345kV 23900 Alibates - 23914 Tule Canyon CKT2 | Armstrong | PANHANDLE | 2027-06-14 | WIN | WT | 259.2 | 33 | Wind (land lease only) ¦ 259 MW (mid-size) ¦ COD 2027 (imminent - land deals NOW) ¦ Has interconnection agreement
18INR0031 | Maryneal Wind | SS Completed, FIS Completed, IA | Maryneal Windpower, LLC | 71050 Bitter Creek 345kV | Nolan | WEST | 2025-07-31 | WIN | WT | 182.4 | 33 | Wind (land lease only) ¦ 182 MW ¦ COD 2025 (imminent - land deals NOW) ¦ IA signed + FIS complete (most advanced)
21INR0240 | La Casa Wind | SS Completed, FIS Completed, IA | LA CASA WIND, LLC | New switching station: 138kV Graham Plant Switch - Breckenridge - Leon Switch | Stephens | NORTH | 2026-03-16 | WIN | WT | 148.4 | 33 | Wind (land lease only) ¦ 148 MW ¦ COD 2026 (imminent - land deals NOW) ¦ IA signed + FIS complete (most advanced)
17INR0043 | Vaquero 1 Wind | SS Completed, FIS Started, No IA | Enerverse | tap 345kV 8905 N Edinb - 8455 Lon Hill | Zapata | SOUTH | 2027-01-15 | WIN | WT | 400 | 33 | Wind (land lease only) ¦ 400 MW (mid-size) ¦ COD 2027 (imminent - land deals NOW) ¦ Has interconnection agreement
27INR0607 | Prairie Phoenix Wind | SS Started, FIS Started, No IA | Prairie Hill Wind Project LLC | 3403 Lake Hall 345kV | McLennan | NORTH | 2027-09-01 | WIN | WT | 297.2 | 33 | Wind (land lease only) ¦ 297 MW (mid-size) ¦ COD 2027 (imminent - land deals NOW) ¦ Has interconnection agreement
25INR0172 | Wolf Spring Solar | SS Completed, FIS Completed, IA | Wolf Spring Solar, LLC | Tap 345kV 59904 Cotton Wood - 23922 White River Ckt 1 | Dickens | PANHANDLE | 2028-04-19 | SOL | PV | 195.8 | 32 | Solar PV (land lease, not building) ¦ 196 MW ¦ COD 2028 (near-term) ¦ IA signed + FIS complete (most advanced)
25INR0170 | Pinewood Solar | SS Completed, FIS Completed, IA | Brazoria Solar II, LLC | 43020 Seabreeze 345kV | Brazoria | COASTAL | 2028-04-14 | SOL | PV | 150.68 | 32 | Solar PV (land lease, not building) ¦ 151 MW ¦ COD 2028 (near-term) ¦ IA signed + FIS complete (most advanced)
22INR0257 | Corazon Solar Phase II | SS Completed, FIS Started, IA | BAYWA R.E. SOLAR PROJECTS | 80219 Lobo 345kV | Webb | SOUTH | 2028-06-01 | SOL | PV | 203.9 | 32 | Solar PV (land lease, not building) ¦ 204 MW (mid-size) ¦ COD 2028 (near-term) ¦ Has interconnection agreement
27INR0186 | Silver Dollar Solar | SS Completed, FIS Started, No IA | Silver Dollar Solar Project, LLC | Tap 345 kV Big Brown 3380 to Navarro 68091 ckt#2 | Freestone | NORTH | 2028-04-28 | SOL | PV | 301.9 | 32 | Solar PV (land lease, not building) ¦ 302 MW (mid-size) ¦ COD 2028 (near-term) ¦ Has interconnection agreement
27INR0217 | Journey Solar | SS Completed, FIS Started, No IA | Journey Solar, LLC | Tap 138kV Paint Creek 6161 - Aspermont 6158 | Haskell | WEST | 2027-09-14 | SOL | PV | 124.7 | 32 | Solar PV (land lease, not building) ¦ 125 MW ¦ COD 2027 (imminent - land deals NOW) ¦ Has interconnection agreement
25INR0194 | Photo Solar 1 | SS Completed, FIS Started, No IA | CED Development Inc. | 5885 Downie 138kV | Uvalde | SOUTH | 2027-05-31 | SOL | PV | 150 | 32 | Solar PV (land lease, not building) ¦ 150 MW ¦ COD 2027 (imminent - land deals NOW) ¦ Has interconnection agreement
25INR0196 | Inadale Solar | SS Completed, FIS Started, No IA | Inadale Solar, LLC | Tap 345 kV TONKAWAW_5 (11048) – SCURCNTYS_5 (11318) Circuit #2 | Scurry | WEST | 2028-07-25 | SOL | PV | 281.03 | 32 | Solar PV (land lease, not building) ¦ 281 MW (mid-size) ¦ COD 2028 (near-term) ¦ Has interconnection agreement
25INR0106 | Luthor Solar | SS Completed, FIS Started, No IA | TREX US Luthor LLC | Tap 138kV 23831 Luther Station – 10032 Little Luther | Howard | WEST | 2027-09-25 | SOL | PV | 101 | 32 | Solar PV (land lease, not building) ¦ 101 MW ¦ COD 2027 (imminent - land deals NOW) ¦ Has interconnection agreement
25INR0109 | Sun Cactus Solar | SS Completed, FIS Started, IA | Sun Cactus Solar Project, LLC | tap 138kV 8510 Falfurrias - 8695 Crestonio | Duval | SOUTH | 2027-10-15 | SOL | PV | 120.63 | 32 | Solar PV (land lease, not building) ¦ 121 MW ¦ COD 2027 (imminent - land deals NOW) ¦ Has interconnection agreement
25INR0112 | August Draw Solar | SS Completed, FIS Started, IA | August Draw Solar Holdings, LLC | Tap 138kV 60207 Verhalen – 60808 Hoefs Road | Reeves | WEST | 2028-06-27 | SOL | PV | 250 | 32 | Solar PV (land lease, not building) ¦ 250 MW (mid-size) ¦ COD 2028 (near-term) ¦ Has interconnection agreement
25INR0165 | Timberlakes Solar | SS Completed, FIS Started, No IA | Donegalsol | 59904 Cottonwood 345kV | Dickens | PANHANDLE | 2028-04-01 | SOL | PV | 203.5 | 32 | Solar PV (land lease, not building) ¦ 204 MW (mid-size) ¦ COD 2028 (near-term) ¦ Has interconnection agreement
29INR0147 | Selenite Springs Solar | SS Completed, FIS Started, IA | Selenite Springs Solar, LLC | Tap 138kV 38355 Leon Creek Switching Station - 38308 Woodhouse Switching Station | Pecos | WEST | 2028-08-30 | SOL | PV | 300 | 32 | Solar PV (land lease, not building) ¦ 300 MW (mid-size) ¦ COD 2028 (near-term) ¦ Has interconnection agreement
25INR0214 | Burgos Solar | SS Completed, FIS Started, No IA | Twin Oaks Solar, LLC | 3701 Rookie Switch 138 kV | Milam | SOUTH | 2027-11-22 | SOL | PV | 105.52 | 32 | Solar PV (land lease, not building) ¦ 106 MW ¦ COD 2027 (imminent - land deals NOW) ¦ Has interconnection agreement
27INR0169 | Marcos Solar SLF | SS Completed, FIS Started, No IA | GRS BESS Texas Eight | To the 138 kV line from EDNA (#8118) to VICTORIA4A (#8172) | Victoria | SOUTH | 2028-08-15 | SOL | PV | 216.11 | 32 | Solar PV (land lease, not building) ¦ 216 MW (mid-size) ¦ COD 2028 (near-term) ¦ Has interconnection agreement
27INR0147 | Paloma Energy Center | SS Completed, FIS Started, No IA | Harrison Street Development, LLC | Tap 138 kV 57640 Rock Island - 57639 Sheridan | Colorado | SOUTH | 2027-06-01 | SOL | PV | 193.8 | 32 | Solar PV (land lease, not building) ¦ 194 MW ¦ COD 2027 (imminent - land deals NOW) ¦ Has interconnection agreement
24INR0412 | Camino Ranch Solar SLF | SS Completed, FIS Started, IA | Camino Ranch Solar Project LLC | Tap to Jim English (#3351) – Flat Branch (#3345) 138kV | Houston | NORTH | 2028-12-09 | SOL | PV | 296.42 | 32 | Solar PV (land lease, not building) ¦ 296 MW (mid-size) ¦ COD 2028 (near-term) ¦ Has interconnection agreement
25INR0174 | Concho Pearl Solar | SS Completed, FIS Started, IA | Concho Pearl Solar, LLC | Tap 345kV 76009 Twin Buttes - 7077 Amos Creek | Concho | WEST | 2027-10-14 | SOL | PV | 171.9 | 32 | Solar PV (land lease, not building) ¦ 172 MW ¦ COD 2027 (imminent - land deals NOW) ¦ Has interconnection agreement
27INR0248 | Double A Solar SLF | SS Completed, FIS Started, No IA | Double A Solar, LLC | Tap 69kV 5678 Schroeder - 5675 Big Oak | Goliad | SOUTH | 2027-05-31 | SOL | PV | 132.6 | 32 | Solar PV (land lease, not building) ¦ 133 MW ¦ COD 2027 (imminent - land deals NOW) ¦ Has interconnection agreement
25INR0286 | Savannah Oaks Solar | SS Completed, FIS Started, No IA | Savannah Oaks Solar Project LLC | Tap 345kV 46020 Limestone Plant - 967 Gibbons Creek | Madison | NORTH | 2028-09-30 | SOL | PV | 201.19 | 32 | Solar PV (land lease, not building) ¦ 201 MW (mid-size) ¦ COD 2028 (near-term) ¦ Has interconnection agreement
25INR0319 | Northington Solar | SS Completed, FIS Started, IA | Northington Solar, LLC | The 138 kV El Campo (#8102) - Pulsar (#8192) Line; AEP. | Wharton | SOUTH | 2027-07-15 | SOL | PV | 129.81 | 32 | Solar PV (land lease, not building) ¦ 130 MW ¦ COD 2027 (imminent - land deals NOW) ¦ Has interconnection agreement
25INR0330 | Clutch City Solar Phase II | SS Completed, FIS Started, IA | HZ SOLAR I, LLC | tap 138kV 42960 Mustang Bayou – 42100 Hudson CKT#04 | Brazoria | COASTAL | 2028-07-01 | SOL | PV | 251.27 | 32 | Solar PV (land lease, not building) ¦ 251 MW (mid-size) ¦ COD 2028 (near-term) ¦ Has interconnection agreement
22INR0455 | Blue Sky Sol | SS Completed, FIS Started, IA | Blue Sky Solar LLC | 6562 Friends Ranch 138kV | Crockett | WEST | 2027-04-23 | SOL | PV | 101.2 | 32 | Solar PV (land lease, not building) ¦ 101 MW ¦ COD 2027 (imminent - land deals NOW) ¦ Has interconnection agreement
27INR0372 | Abeja Solar Farm | SS Completed, FIS Started, IA | Abeja Solar Farm LLC | Tap 345kV 8012 PALADIO7A - 8689 TANGO7A | Bee | SOUTH | 2028-09-08 | SOL | PV | 200.84 | 32 | Solar PV (land lease, not building) ¦ 201 MW (mid-size) ¦ COD 2028 (near-term) ¦ Has interconnection agreement
25INR0331 | Buffalo Meadow Solar | SS Completed, FIS Started, No IA | Buffalo Meadow Energy Center, LLC | Tap Jack Creek (975) - Twin Oak (3400) 345kV line | Robertson | NORTH | 2028-09-30 | SOL | PV | 251.27 | 32 | Solar PV (land lease, not building) ¦ 251 MW (mid-size) ¦ COD 2028 (near-term) ¦ Has interconnection agreement
29INR0017 | Big Rooter East Solar | SS Completed, FIS Started, IA | Big Rooter East, LLC | 39950 TNP One Plant 345 kV | Robertson | NORTH | 2029-05-31 | SOL | PV | 554.7 | 32 | Solar PV (land lease, not building) ¦ 555 MW (large) ¦ COD 2029 (mid-term) ¦ Has interconnection agreement
29INR0030 | Commodus Solar | SS Completed, FIS Started, No IA | IP Blackwell, LLC | Tap 345kV 23914 Tule Canyon - 23900 Alibates | Briscoe | PANHANDLE | 2029-07-30 | SOL | PV | 502.1 | 32 | Solar PV (land lease, not building) ¦ 502 MW (large) ¦ COD 2029 (mid-term) ¦ Has interconnection agreement
29INR0032 | Commodus 2 Solar | SS Completed, FIS Started, No IA | IP Blackwell II, LLC | Tapping the 345 kV Double-Circuit Line from Tule Canyon (Bus# 23914) to Alibates (Bus# 23900) | Swisher | PANHANDLE | 2029-07-30 | SOL | PV | 502.1 | 32 | Solar PV (land lease, not building) ¦ 502 MW (large) ¦ COD 2029 (mid-term) ¦ Has interconnection agreement
29INR0034 | Cavell Solar | SS Completed, FIS Started, No IA | IP Cavell, LLC | Tap 345kV 23910 Windmill - 23912 Ogallala Ckt 1 | Castro | PANHANDLE | 2029-07-30 | SOL | PV | 502.1 | 32 | Solar PV (land lease, not building) ¦ 502 MW (large) ¦ COD 2029 (mid-term) ¦ Has interconnection agreement
24INR0337 | Eldora Solar | SS Completed, FIS Started, IA | Eldora Energy LLC | Tap 345 kV 5915 South Texas Project – 44200 Hillje Ckt 1 | Matagorda | COASTAL | 2028-07-02 | SOL | PV | 200.94 | 32 | Solar PV (land lease, not building) ¦ 201 MW (mid-size) ¦ COD 2028 (near-term) ¦ Has interconnection agreement
29INR0192 | Spurland Solar I | SS Completed, FIS Started, No IA | Spurland Solar I | 59908 Nova Prime 345 345kV | Dickens | PANHANDLE | 2028-12-30 | SOL | PV | 302.1 | 32 | Solar PV (land lease, not building) ¦ 302 MW (mid-size) ¦ COD 2028 (near-term) ¦ Has interconnection agreement
29INR0195 | Spurland Solar II | SS Completed, FIS Started, No IA | Spurland Solar II | 59908 Nova Prime 345 345kV | Dickens | PANHANDLE | 2028-12-30 | SOL | PV | 201.6 | 32 | Solar PV (land lease, not building) ¦ 202 MW (mid-size) ¦ COD 2028 (near-term) ¦ Has interconnection agreement
29INR0198 | Velveteen Solar I | SS Started, FIS Started, No IA | Velveteen Solar, LLC | Tap into 6076 FOXTAIL- 6100 OKLAUNION | Baylor | WEST | 2029-10-15 | SOL | PV | 502.2 | 32 | Solar PV (land lease, not building) ¦ 502 MW (large) ¦ COD 2029 (mid-term) ¦ Has interconnection agreement
29INR0203 | Miller Bend Energy Solar | SS Completed, FIS Started, No IA | Miller Bend Energy | Tap 345kV (Bus1#1430) Graham SES to (Bus2#11050) Dusty Road | Young | WEST | 2029-06-01 | SOL | PV | 531.69 | 32 | Solar PV (land lease, not building) ¦ 532 MW (large) ¦ COD 2029 (mid-term) ¦ Has interconnection agreement
25INR0082 | Reis Solar | SS Completed, FIS Started, No IA | Greenalia Solar Power Reis LLC | Tapping into 138 kV line (5689) Choke Canyon AEP to (5902) San Miguel Gen | Atascosa | SOUTH | 2027-08-03 | SOL | PV | 105.48 | 32 | Solar PV (land lease, not building) ¦ 105 MW ¦ COD 2027 (imminent - land deals NOW) ¦ Has interconnection agreement
25INR0060 | Argenta Solar | SS Completed, FIS Started, IA | Charter Oak Solar, LLC | Tap 345kV 8689 Tango - 8606 Goddard | Bee | SOUTH | 2028-06-30 | SOL | PV | 310 | 32 | Solar PV (land lease, not building) ¦ 310 MW (mid-size) ¦ COD 2028 (near-term) ¦ Has interconnection agreement
27INR0226 | Sunlit Pines Solar SLF | SS Completed, FIS Started, No IA | Sunlit Pines Energy Center LLC | Tap 138 kV 3342 Bayou Loco - 3341 Central Angelina County | Nacogdoches | NORTH | 2028-09-09 | SOL | PV | 206.71 | 32 | Solar PV (land lease, not building) ¦ 207 MW (mid-size) ¦ COD 2028 (near-term) ¦ Has interconnection agreement
22INR0279 | Clutch City Solar Phase I | SS Completed, FIS Started, IA | HZ Solar I, LLC | tap 138kV 42960 Mustang Bayou – 42100 Hudson CKT #04 | Brazoria | COASTAL | 2028-07-01 | SOL | PV | 200.75 | 32 | Solar PV (land lease, not building) ¦ 201 MW (mid-size) ¦ COD 2028 (near-term) ¦ Has interconnection agreement
29INR0056 | Palomino Solar | SS Completed, FIS Started, No IA | Palomino Renewables | Tap 345kV 1695 Monticello - 1697 Sulphur Springs | Hopkins | NORTH | 2028-12-31 | SOL | PV | 301.2 | 32 | Solar PV (land lease, not building) ¦ 301 MW (mid-size) ¦ COD 2028 (near-term) ¦ Has interconnection agreement
25INR0204 | Claxton Solar | SS Completed, FIS Started, IA | BT Claxton Solar, LLC | Tap 345kV line between Allen Switch (#2514) and Monticello (#1696) | Hopkins | NORTH | 2027-09-17 | SOL | PV | 150.64 | 32 | Solar PV (land lease, not building) ¦ 151 MW ¦ COD 2027 (imminent - land deals NOW) ¦ Has interconnection agreement
27INR0234 | Maddox Solar | SS Completed, FIS Completed, No IA | Industrial Lima Project LLC | Tap 138 kV Haggerty Switch (12677) to Van Al (1754) 138kV | Grayson | NORTH | 2028-04-01 | SOL | PV | 101.3 | 32 | Solar PV (land lease, not building) ¦ 101 MW ¦ COD 2028 (near-term) ¦ IA signed + FIS complete (most advanced)
22INR0209 | Felix North Solar | SS Completed, FIS Started, IA | Crescent Solar, LLC | 6101 Riley 345kV | Wilbarger | WEST | 2028-12-31 | SOL | PV | 200.98 | 32 | Solar PV (land lease, not building) ¦ 201 MW (mid-size) ¦ COD 2028 (near-term) ¦ Has interconnection agreement
22INR0218 | Velociraptor Solar I | SS Completed, FIS Started, No IA | Greyhound Solar 2 | #10012 METEOR 5 Substation 345kV | Ector | WEST | 2028-11-17 | SOL | PV | 251.67 | 32 | Solar PV (land lease, not building) ¦ 252 MW (mid-size) ¦ COD 2028 (near-term) ¦ Has interconnection agreement
29INR0148 | Big Field Solar | SS Completed, FIS Started, No IA | Big Field Solar Energy LLC | 6101 RILEY7A 345kV | Wilbarger | WEST | 2029-12-31 | SOL | PV | 506.17 | 32 | Solar PV (land lease, not building) ¦ 506 MW (large) ¦ COD 2029 (mid-term) ¦ Has interconnection agreement
25INR0057 | Sombrero Solar | SS Completed, FIS Started, No IA | Aurora Solar LLC | Tap 345kV 76003 Big Hill - 60708 Orsted | Schleicher | WEST | 2028-05-31 | SOL | PV | 351.85 | 32 | Solar PV (land lease, not building) ¦ 352 MW (mid-size) ¦ COD 2028 (near-term) ¦ Has interconnection agreement
27INR0251 | Sayle Solar SLF | SS Completed, FIS Started, No IA | Sayle Solar LLC | Tap 69kV #5522 Edna - #5518 El Toro SW | Jackson | SOUTH | 2027-05-31 | SOL | PV | 122.4 | 32 | Solar PV (land lease, not building) ¦ 122 MW ¦ COD 2027 (imminent - land deals NOW) ¦ Has interconnection agreement
22INR0357 | Loma Pinta Solar | SS Completed, FIS Started, No IA | Loma Pinta Wind Energy, LLC | 5705 Fowlerton 138kV | La Salle | SOUTH | 2028-05-31 | SOL | PV | 203.06 | 32 | Solar PV (land lease, not building) ¦ 203 MW (mid-size) ¦ COD 2028 (near-term) ¦ Has interconnection agreement
24INR0422 | Hollow Branch Creek Solar | SS Completed, FIS Started, IA | Hollow Branch Creek Solar LLC | Tap 345kV 3390 Jewett - 44645 Singleton | Leon | NORTH | 2028-06-30 | SOL | PV | 460 | 32 | Solar PV (land lease, not building) ¦ 460 MW (mid-size) ¦ COD 2028 (near-term) ¦ Has interconnection agreement
24INR0452 | Longfellow Solar I | SS Completed, FIS Started, IA | CENTURY GAS PROCESSING, LLC | 38431 TNCENTRY1_1 138 KV | Pecos | WEST | 2027-06-30 | SOL | PV | 178.2 | 32 | Solar PV (land lease, not building) ¦ 178 MW ¦ COD 2027 (imminent - land deals NOW) ¦ Has interconnection agreement
25INR0097 | Soleil Solar | SS Completed, FIS Started, IA | Soleil Solar, LLC | Tap 345 kV 1730 Krum West Switch - 6111 Riley ckt 2 | Clay | WEST | 2028-12-28 | SOL | PV | 451.69 | 32 | Solar PV (land lease, not building) ¦ 452 MW (mid-size) ¦ COD 2028 (near-term) ¦ Has interconnection agreement
31INR0018 | Permian I Solar | SS Completed, FIS Started, No IA | S&S Renewables, LLC | Tap TNMP White Baker (38435)–Bottlebrush(38441) 345-kV double-circuit | Pecos | WEST | 2030-06-30 | SOL | PV | 1125.69 | 32 | Solar PV (land lease, not building) ¦ 1,126 MW (mega project) ¦ COD 2030 ¦ Has interconnection agreement
21INR0520 | Yellow Viking Solar | SS Completed, FIS Started, IA | Yellow Viking Development One, LLC | Tap 345kV 1900 Comanche Peak - 11886 Timberview Switch | Somervell | NORTH | 2027-07-13 | SOL | PV | 170.86 | 32 | Solar PV (land lease, not building) ¦ 171 MW ¦ COD 2027 (imminent - land deals NOW) ¦ Has interconnection agreement
27INR0007 | Felix East Solar | SS Completed, FIS Started, IA | Felix 1, LLC | The 345 kV Riley Substation (#6101); AEP | Wilbarger | WEST | 2028-12-31 | SOL | PV | 200.92 | 32 | Solar PV (land lease, not building) ¦ 201 MW (mid-size) ¦ COD 2028 (near-term) ¦ Has interconnection agreement
28INR0422 | Prairie Branch Solar | SS Completed, FIS Started, No IA | Prairie Branch Solar | Tap 345kV #1730 Krum West - #6111 Riley Ckt 1 | Montague | NORTH | 2028-06-24 | SOL | PV | 301.14 | 32 | Solar PV (land lease, not building) ¦ 301 MW (mid-size) ¦ COD 2028 (near-term) ¦ Has interconnection agreement
27INR0012 | Felix West Solar | SS Completed, FIS Started, IA | Felix 1, LLC | 6101 Riley 345 kV | Wilbarger | WEST | 2028-12-31 | SOL | PV | 200.95 | 32 | Solar PV (land lease, not building) ¦ 201 MW (mid-size) ¦ COD 2028 (near-term) ¦ Has interconnection agreement
28INR0433 | Blue Spring Solar | SS Completed, FIS Started, No IA | Flat Creek Solar, LLC | #60515 Clear Crossing 345 kV | Haskell | WEST | 2028-10-28 | SOL | PV | 301 | 32 | Solar PV (land lease, not building) ¦ 301 MW (mid-size) ¦ COD 2028 (near-term) ¦ Has interconnection agreement
24INR0298 | Leighton Solar SLF | SS Completed, FIS Started, IA | Lavender Solar LLC | 99 BENHUR 69kV | Limestone | NORTH | 2027-09-01 | SOL | PV | 183 | 32 | Solar PV (land lease, not building) ¦ 183 MW ¦ COD 2027 (imminent - land deals NOW) ¦ Has interconnection agreement
24INR0258 | Zeissel Solar | SS Completed, FIS Started, IA | ZSS Power, LLC | #60094 Joule 345kV | Knox | WEST | 2028-06-30 | SOL | PV | 451.52 | 32 | Solar PV (land lease, not building) ¦ 452 MW (mid-size) ¦ COD 2028 (near-term) ¦ Has interconnection agreement
28INR0443 | Zunkerville Solar | SS Completed, FIS Started, No IA | Zunkerville Energy, LLC | #5725 PAWNEE SWITCHING STATION 345kV | Karnes | SOUTH | 2028-06-01 | SOL | PV | 200.67 | 32 | Solar PV (land lease, not building) ¦ 201 MW (mid-size) ¦ COD 2028 (near-term) ¦ Has interconnection agreement
27INR0389 | Sugaree Solar | SS Completed, FIS Started, IA | Sugaree Solar LLC | 138kV Escondido (8260) to Brackettville (8252) | Maverick | SOUTH | 2028-09-21 | SOL | PV | 251.4 | 32 | Solar PV (land lease, not building) ¦ 251 MW (mid-size) ¦ COD 2028 (near-term) ¦ Has interconnection agreement
27INR0126 | Corvus Solar | SS Completed, FIS Started, IA | Corvus Solar, LLC | Tap 345kV Cenzio (#80219) - Lobo (#80220) | Webb | SOUTH | 2028-11-12 | SOL | PV | 201.5 | 32 | Solar PV (land lease, not building) ¦ 202 MW (mid-size) ¦ COD 2028 (near-term) ¦ Has interconnection agreement
27INR0390 | Diamond Sage Solar 1 | SS Completed, FIS Started, No IA | DGC Renewables, LLC | tap 345kV 80219 LOBO7A - 5709 FOWLER TONSW5 CKT2 | Webb | SOUTH | 2028-10-01 | SOL | PV | 213.96 | 32 | Solar PV (land lease, not building) ¦ 214 MW (mid-size) ¦ COD 2028 (near-term) ¦ Has interconnection agreement
27INR0118 | Grapefruit Solar | SS Completed, FIS Started, IA | Grapefruit Solar LLC | North Edinburg (Bus #8905) - Reforzar (Bus # 80078) 345kV | Hidalgo | SOUTH | 2028-12-31 | SOL | PV | 291.4 | 32 | Solar PV (land lease, not building) ¦ 291 MW (mid-size) ¦ COD 2028 (near-term) ¦ Has interconnection agreement
29INR0009 | Aurelius 2 Solar | SS Completed, FIS Started, No IA | IP Roman, LLC | 23908 Deaf Smith station 345 kV. This INR has a 600 MW PUN load at the medium voltage side of the MPTs for a total of 1800 MW PUN load (refer to the substation SLD). | Deaf Smith | PANHANDLE | 2028-09-30 | SOL | PV | 445.4 | 32 | Solar PV (land lease, not building) ¦ 445 MW (mid-size) ¦ COD 2028 (near-term) ¦ Has interconnection agreement
25INR0353 | Marshall Spring Solar | SS Completed, FIS Started, IA | Marshall Springs Solar, LLC | New POI station between 7132 L_GILLES8_1Y - 7126 L_FERGUS8_1Y 138kV line and 7132 L_GILLES8_1Y - 7128 L_HORSBA8_1Y 138kV line, then loop in both lines into the new POI station. | Gillespie | SOUTH | 2026-07-01 | SOL | PV | 150 | 32 | Solar PV (land lease, not building) ¦ 150 MW ¦ COD 2026 (imminent - land deals NOW) ¦ Has interconnection agreement
25INR0342 | Nickel Spruce Solar | SS Completed, FIS Started, No IA | Nickel Spruce Solar LLC | Tap 138kV 6735 Pleasant Springs Switching Station - 6736 Middl | Leon | NORTH | 2027-12-15 | SOL | PV | 150 | 32 | Solar PV (land lease, not building) ¦ 150 MW ¦ COD 2027 (imminent - land deals NOW) ¦ Has interconnection agreement
27INR0395 | Diamond Sage Solar 2 | SS Completed, FIS Started, No IA | DGC Renewables, LLC | Tap 345kV LOBO7A (80219) - FOWLERTONSW5 (5709) | Webb | SOUTH | 2028-10-01 | SOL | PV | 213.96 | 32 | Solar PV (land lease, not building) ¦ 214 MW (mid-size) ¦ COD 2028 (near-term) ¦ Has interconnection agreement
28INR0470 | Paint Brush PV2 | SS Completed, FIS Started, No IA | Renew Development HoldCo LLC | Tap 345 1444 Brown Switch on – 60040 Bluff Creek Switch | Coleman | WEST | 2028-12-31 | SOL | PV | 251.5 | 32 | Solar PV (land lease, not building) ¦ 252 MW (mid-size) ¦ COD 2028 (near-term) ¦ Has interconnection agreement
28INR0469 | Paint Brush PV1 | SS Completed, FIS Started, No IA | Renew Development HoldCo LLC | Tap 345 1444 Brown Switch – 60040 Bluff Creek Switch | Coleman | WEST | 2028-12-31 | SOL | PV | 251.5 | 32 | Solar PV (land lease, not building) ¦ 252 MW (mid-size) ¦ COD 2028 (near-term) ¦ Has interconnection agreement
28INR0461 | Dilley Solar | SS Started, FIS Started, No IA | AETS Development Holdings LLC | Tap 138 kV 8212 DILLEY SWITCH AEP - 8613 BIG WELLS | Frio | SOUTH | 2028-06-30 | SOL | PV | 200.7 | 32 | Solar PV (land lease, not building) ¦ 201 MW (mid-size) ¦ COD 2028 (near-term) ¦ Has interconnection agreement
20INR0050 | Castro Solar | SS Completed, FIS Started, IA | Castro Solar One, LLC | 23912 Ogallala 345kV | Castro | PANHANDLE | 2028-09-20 | SOL | PV | 224.67 | 32 | Solar PV (land lease, not building) ¦ 225 MW (mid-size) ¦ COD 2028 (near-term) ¦ Has interconnection agreement
24INR0308 | Forts Trail Solar | SS Completed, FIS Started, No IA | JC Central Bluff, LLC | 11406 Central Bluff Switch 345kV | Taylor | WEST | 2028-07-25 | SOL | PV | 200.81 | 32 | Solar PV (land lease, not building) ¦ 201 MW (mid-size) ¦ COD 2028 (near-term) ¦ Has interconnection agreement
23INR0061 | Noria Solar DCC | SS Completed, FIS Started, IA | Noria Hondo Solar LLC | 85000 Nelson Sharpe 345kV | Nueces | COASTAL | 2027-10-01 | SOL | PV | 145 | 32 | Solar PV (land lease, not building) ¦ 145 MW ¦ COD 2027 (imminent - land deals NOW) ¦ Has interconnection agreement
25INR0430 | Hackberry Creek Solar | SS Completed, FIS Completed, IA | Hackberry Creek Solar LLC | tap 345kV 10053 Cattleman Switch - 1058 Longshore Switch | Mitchell | WEST | 2028-07-01 | SOL | PV | 175.51 | 32 | Solar PV (land lease, not building) ¦ 176 MW ¦ COD 2028 (near-term) ¦ IA signed + FIS complete (most advanced)
23INR0059 | Briggs Solar | SS Completed, FIS Started, IA | IP Quantum III, LLC | tap 345kV 60515 Clear Crossing - 60507 Pendulo | Haskell | WEST | 2028-04-15 | SOL | PV | 323.7 | 32 | Solar PV (land lease, not building) ¦ 324 MW (mid-size) ¦ COD 2028 (near-term) ¦ Has interconnection agreement
20INR0106 | Wang Solar SLF | SS Completed, FIS Started, No IA | BT Yixin Solar, LLC | tap 345kV 3409 LakeCr1 - 3414 TempSS | Falls | NORTH | 2026-03-31 | SOL | PV | 144.6 | 32 | Solar PV (land lease, not building) ¦ 145 MW ¦ COD 2026 (imminent - land deals NOW) ¦ Has interconnection agreement
27INR0449 | Gulf Prairie Solar | SS Completed, FIS Started, No IA | Gulf Prairie Energy LLC | (CEHESub) looped either 1) on 138 kV circuit 82 between RIWOOD (#43150) and Angleton (#42110), or 2) on 345 kV circuit 18 between DOW (#42500) and Huizache (#46640) | Brazoria | COASTAL | 2028-12-01 | SOL | PV | 202.17 | 32 | Solar PV (land lease, not building) ¦ 202 MW (mid-size) ¦ COD 2028 (near-term) ¦ Has interconnection agreement
21INR0326 | Dove Run Solar | SS Completed, FIS Started, IA | Dove Run Solar Project, LLC | tap 138kV 8510 Falfurrias - 8695 Crestonio | Duval | SOUTH | 2027-10-15 | SOL | PV | 120.86 | 32 | Solar PV (land lease, not building) ¦ 121 MW ¦ COD 2027 (imminent - land deals NOW) ¦ Has interconnection agreement
23INR0045 | Caney Creek Solar | SS Completed, FIS Started, IA | HEP Aquamarine Holdings LLC | Tap 138kV 6829 Glen Pine - 6833 Explorer | Van Zandt | NORTH | 2027-06-21 | SOL | PV | 121.04 | 32 | Solar PV (land lease, not building) ¦ 121 MW ¦ COD 2027 (imminent - land deals NOW) ¦ Has interconnection agreement
27INR0047 | Sunscape Renewable Energy Solar SLF | SS Completed, FIS Started, IA | Sunscape Renewable Energy LLC | Bus# 8455 Lon C Hill to Bus# 80078 Reforzar 345 kV Line | Nueces | COASTAL | 2029-01-26 | SOL | PV | 522.75 | 32 | Solar PV (land lease, not building) ¦ 523 MW (large) ¦ COD 2029 (mid-term) ¦ Has interconnection agreement
25INR0440 | Bronc Rodeo Solar Project | SS Completed, FIS Completed, No IA | Energiekontor US Texas SP 16 LLC | Tap 138 kV Line from Temple Pecan Creek (#3420) to the Cow Bayou Switch (#3385) | Falls | NORTH | 2028-04-17 | SOL | PV | 121.63 | 32 | Solar PV (land lease, not building) ¦ 122 MW ¦ COD 2028 (near-term) ¦ IA signed + FIS complete (most advanced)
24INR0184 | Slate Solar Project | SS Completed, FIS Started, No IA | Ignis TX Solar Three LLC | Tap 138kV 8646 Rio Bravo - 8985 San Ygancio | Zapata | SOUTH | 2027-10-30 | SOL | PV | 104.89 | 32 | Solar PV (land lease, not building) ¦ 105 MW ¦ COD 2027 (imminent - land deals NOW) ¦ Has interconnection agreement
24INR0205 | Wensowitch Solar | SS Completed, FIS Completed, No IA | Greenalia Solar Power Wensowitch LLC | Tapping 138 kV line Telico (192) to Montfort Switch (3454) | Navarro | NORTH | 2028-09-08 | SOL | PV | 146.08 | 32 | Solar PV (land lease, not building) ¦ 146 MW ¦ COD 2028 (near-term) ¦ IA signed + FIS complete (most advanced)
26INR0603 | Damia Solar | SS Completed, FIS Started, No IA | Damia Solar, LLC | Tap 138kV 6317 Cisco - 3545 MTNBRANCH_8 | Eastland | NORTH | 2028-07-01 | SOL | PV | 306 | 32 | Solar PV (land lease, not building) ¦ 306 MW (mid-size) ¦ COD 2028 (near-term) ¦ Has interconnection agreement
26INR0609 | Scorpius Solar | SS Completed, FIS Started, No IA | Ben Milam Solar 4 | 3377 LTPSW 345KV | Milam | SOUTH | 2029-06-14 | SOL | PV | 600 | 32 | Solar PV (land lease, not building) ¦ 600 MW (large) ¦ COD 2029 (mid-term) ¦ Has interconnection agreement
21INR0371 | Pecan Prairie South | SS Completed, FIS Started, No IA | ConnectGen Operating LLC | CTT Yellow Wolf, bus # 79007 | Leon | NORTH | 2027-05-01 | SOL | PV | 132.98 | 32 | Solar PV (land lease, not building) ¦ 133 MW ¦ COD 2027 (imminent - land deals NOW) ¦ Has interconnection agreement
21INR0391 | Grandslam Solar | SS Completed, FIS Started, IA | Grandslam Solar, L.L.C. | 5700 Miracle Lake 138kV | Atascosa | SOUTH | 2026-11-28 | SOL | PV | 121.89 | 32 | Solar PV (land lease, not building) ¦ 122 MW ¦ COD 2026 (imminent - land deals NOW) ¦ Has interconnection agreement
21INR0414 | Jayhawk Solar | SS Completed, FIS Started, No IA | Renewable Energy Ventures, LLC | tap 345kV 1030 Morgan - 76030 Gasconades | Mitchell | WEST | 2025-10-30 | SOL | PV | 101.5 | 32 | Solar PV (land lease, not building) ¦ 102 MW ¦ COD 2025 (imminent - land deals NOW) ¦ Has interconnection agreement
26INR0524 | Fagus Solar Park 3 SLF | SS Completed, FIS Started, IA | Greenalia Solar Power Misae III, LLC | 60501 Tesla 345 kV | Childress | PANHANDLE | 2027-05-19 | SOL | PV | 169.59 | 32 | Solar PV (land lease, not building) ¦ 170 MW ¦ COD 2027 (imminent - land deals NOW) ¦ Has interconnection agreement
25INR0504 | Lazy Frog Solar SLF | SS Completed, FIS Completed, No IA | Lazy Frog Solar, LLC | 11688 Thorn Tree Switch 345kV | Franklin | NORTH | 2028-04-17 | SOL | PV | 100.4 | 32 | Solar PV (land lease, not building) ¦ 100 MW ¦ COD 2028 (near-term) ¦ IA signed + FIS complete (most advanced)
23INR0093 | Alila Solar | SS Completed, FIS Started, IA | Electra Energy Project, LLC | 8249 Angstrom 345kV | San Patricio | COASTAL | 2028-04-20 | SOL | PV | 256.5 | 32 | Solar PV (land lease, not building) ¦ 256 MW (mid-size) ¦ COD 2028 (near-term) ¦ Has interconnection agreement
25INR0555 | Stargazer Solar | SS Completed, FIS Started, No IA | Stargazer Solar LLC | 44010 WA Parish - 42980 Nash 138 kV Ckt 02 | Brazoria | COASTAL | 2027-02-01 | SOL | PV | 157.7 | 32 | Solar PV (land lease, not building) ¦ 158 MW ¦ COD 2027 (imminent - land deals NOW) ¦ Has interconnection agreement
28INR0322 | Velociraptor Solar II | SS Completed, FIS Started, No IA | Greyhound Solar 3 LLC | Tap south bus Odessa EHV SW (11028) - Wolf Switch (11010) 345KV section at (31.740371, -102.502076) | Ector | WEST | 2028-11-17 | SOL | PV | 251.73 | 32 | Solar PV (land lease, not building) ¦ 252 MW (mid-size) ¦ COD 2028 (near-term) ¦ Has interconnection agreement
26INR0468 | Basketflower Solar | SS Completed, FIS Started, No IA | Basketflower Solar, LLC | Tap 138kV Risingstar (285) - Nimrod (289) | Eastland | NORTH | 2027-12-31 | SOL | PV | 183 | 32 | Solar PV (land lease, not building) ¦ 183 MW ¦ COD 2027 (imminent - land deals NOW) ¦ Has interconnection agreement
25INR0547 | Indigo solar 2 | SS Completed, FIS Started, No IA | Indigo Solar 2 | Tap 345KV 68001 Clayton 345KV -68000 WShack Ckt 2 | Fisher | WEST | 2027-07-15 | SOL | PV | 180 | 32 | Solar PV (land lease, not building) ¦ 180 MW ¦ COD 2027 (imminent - land deals NOW) ¦ Has interconnection agreement
26INR0632 | Dempsey Solar SLF | SS Completed, FIS Started, No IA | Dempsey Solar LLC | Tap 138 KV Ridge (#37)-Robertson (#32) line; BEPC | Leon | NORTH | 2028-09-08 | SOL | PV | 245.34 | 32 | Solar PV (land lease, not building) ¦ 245 MW (mid-size) ¦ COD 2028 (near-term) ¦ Has interconnection agreement
25INR0474 | Solheim Solar | SS Completed, FIS Started, No IA | Solheim Solar, LLC | Meridian (Bus# 315) - Glen Rose (Bus #319) 69 kV | Bosque | NORTH | 2027-11-01 | SOL | PV | 108.68 | 32 | Solar PV (land lease, not building) ¦ 109 MW ¦ COD 2027 (imminent - land deals NOW) ¦ Has interconnection agreement
23INR0089 | Donegal Solar | SS Completed, FIS Started, IA | HE-Cottonwood Solar LLC | 59904 Cottonwood 345kV | Dickens | PANHANDLE | 2028-03-01 | SOL | PV | 201.68 | 32 | Solar PV (land lease, not building) ¦ 202 MW (mid-size) ¦ COD 2028 (near-term) ¦ Has interconnection agreement
23INR0015 | Scarlet Solar | SS Completed, FIS Started, No IA | Innovative Solar 416, LLC | tap 345kV 23912 Ogallala - 23910 Windmill | Castro | PANHANDLE | 2025-08-26 | SOL | PV | 180 | 32 | Solar PV (land lease, not building) ¦ 180 MW ¦ COD 2025 (imminent - land deals NOW) ¦ Has interconnection agreement
25INR0606 | Proteus Thornton Ranch Solar SLF | SS Completed, FIS Started, No IA | Thornton Ranch Solar, LLC | 37990 TNSTAGHORN1 138kV | Ward | WEST | 2027-09-30 | SOL | PV | 180 | 32 | Solar PV (land lease, not building) ¦ 180 MW ¦ COD 2027 (imminent - land deals NOW) ¦ Has interconnection agreement
23INR0116 | Cantaloupe Solar | SS Completed, FIS Started, IA | Saragosa Del Sol Energy, LLC | 60716 Saragosa 138kV | Reeves | WEST | 2028-07-01 | SOL | PV | 307 | 32 | Solar PV (land lease, not building) ¦ 307 MW (mid-size) ¦ COD 2028 (near-term) ¦ Has interconnection agreement
26INR0515 | Rio Grand Valley Element Fuels Power | SS Completed, FIS Started, No IA | Element H2Gen, LLC | Tap 138kV 59450 Waterport Substation - 5789 Southmost Sub | Cameron | COASTAL | 2027-07-01 | HYD | OT | 230 | 32 | Other (HYD/OT) ¦ 230 MW (mid-size) ¦ COD 2027 (imminent - land deals NOW) ¦ Has interconnection agreement
27INR0488 | Dry Creek Solar II | SS Completed, FIS Started, No IA | Oak Hill Solar II LLC | Dorsett 345 kV Switching Station(tap 345 kV 3100 Martin Lake - 3105 Elkton) | Rusk | NORTH | 2028-06-30 | SOL | PV | 203.44 | 32 | Solar PV (land lease, not building) ¦ 203 MW (mid-size) ¦ COD 2028 (near-term) ¦ Has interconnection agreement
24INR0117 | Utley Solar | SS Completed, FIS Started, IA | Palmera Solar Development, LLC | Tap 345kV 3381 Big Brown Switch - 3391 Jewett | Freestone | NORTH | 2028-05-11 | SOL | PV | 221.78 | 32 | Solar PV (land lease, not building) ¦ 222 MW (mid-size) ¦ COD 2028 (near-term) ¦ Has interconnection agreement
28INR0272 | Miracle Ranch Solar SLF | SS Completed, FIS Started, No IA | Miracle Ranch LLC | 138kV North Laredo (8909_NLARSW4A) to Barrera (8717_BARRERA4A) - AEP | Webb | SOUTH | 2028-06-30 | SOL | PV | 221.6 | 32 | Solar PV (land lease, not building) ¦ 222 MW (mid-size) ¦ COD 2028 (near-term) ¦ Has interconnection agreement
24INR0125 | Grasshopper Solar | SS Completed, FIS Started, No IA | Grasshopper Solar LLC | Smoky Hill 345kV Sub (Bus #6104) Locational coordinates : 33.34414; 99.624637 | Haskell | WEST | 2028-10-01 | SOL | PV | 407.68 | 32 | Solar PV (land lease, not building) ¦ 408 MW (mid-size) ¦ COD 2028 (near-term) ¦ Has interconnection agreement
25INR0588 | Zeus Mitchell Solar | SS Completed, FIS Started, No IA | Mitchell Solar, LLC | Tap 345 kV 10049 Ranger Camp - 10057 Prong Moss CKT #01 and #02 | Mitchell | WEST | 2029-04-17 | SOL | PV | 804.71 | 32 | Solar PV (land lease, not building) ¦ 805 MW (large) ¦ COD 2029 (mid-term) ¦ Has interconnection agreement
28INR0267 | Soluce Cotton Solar | SS Completed, FIS Started, No IA | CTPB1, LLC | Tap 345kV 59904 COTTONWOOD - 60500 EDITH CLARKE | Cottle | WEST | 2028-07-29 | SOL | PV | 202.91 | 32 | Solar PV (land lease, not building) ¦ 203 MW (mid-size) ¦ COD 2028 (near-term) ¦ Has interconnection agreement
20INR0162 | Diamondback solar | SS Completed, FIS Started, IA | Diamondback Solar, LLC | 80355 Del Sol 345kV | Starr | SOUTH | 2028-05-31 | SOL | PV | 203.8 | 32 | Solar PV (land lease, not building) ¦ 204 MW (mid-size) ¦ COD 2028 (near-term) ¦ Has interconnection agreement
24INR0172 | Smith Lake Solar DC | SS Completed, FIS Started, IA | Smith Lake Solar | TAP 345 KV 44645 SINGLETON - 44900 ZENITH Ckt #99 | Grimes | NORTH | 2028-12-29 | SOL | PV | 402 | 32 | Solar PV (land lease, not building) ¦ 402 MW (mid-size) ¦ COD 2028 (near-term) ¦ Has interconnection agreement
24INR0180 | Frio Farm | SS Completed, FIS Started, No IA | PREMIER ENGINEERING USA CORP. | 8221 BIG FOOT4A 138kV | Frio | SOUTH | 2026-06-25 | SOL | PV | 106.5 | 32 | Solar PV (land lease, not building) ¦ 106 MW ¦ COD 2026 (imminent - land deals NOW) ¦ Has interconnection agreement
24INR0150 | Lupinus Solar 1 | SS Completed, FIS Started, IA | Lupinus Solar, LLC | Tap 345 kV 11699 Woodard Switch - 1695 Monticello SES | Franklin | NORTH | 2027-09-13 | SOL | PV | 162.31 | 32 | Solar PV (land lease, not building) ¦ 162 MW ¦ COD 2027 (imminent - land deals NOW) ¦ Has interconnection agreement
28INR0394 | Treehouse Solar | SS Completed, FIS Started, No IA | Treehouse Solar, LLC | Tap the 345 kV Jewett (#3390) - Singleton (#44645) line | Grimes | NORTH | 2028-11-13 | SOL | PV | 281.77 | 32 | Solar PV (land lease, not building) ¦ 282 MW (mid-size) ¦ COD 2028 (near-term) ¦ Has interconnection agreement
23INR0008 | Harley Hand Solar | SS Completed, FIS Started, No IA | HECTATE ENERGY HARLEY HAND SOLAR LLC | 11420 Sweetwater East 345kV | Nolan | WEST | 2029-04-07 | SOL | PV | 505.5 | 32 | Solar PV (land lease, not building) ¦ 506 MW (large) ¦ COD 2029 (mid-term) ¦ Has interconnection agreement
21INR0509 | McClure Solar | SS Completed, FIS Started, No IA | McClure Solar LLC | tap 69kV 785 Oran - 343 Morris Sheppard | Palo Pinto | NORTH | 2025-12-31 | SOL | PV | 105.73 | 32 | Solar PV (land lease, not building) ¦ 106 MW ¦ COD 2025 (imminent - land deals NOW) ¦ Has interconnection agreement
23INR0229 | CH Solterra LLC | SS Completed, FIS Started, No IA | CH Solterra LLC | Tap 138kV 11796 White Oak POI - 11797 Brinker POI | Hopkins | NORTH | 2026-12-31 | SOL | PV | 143 | 32 | Solar PV (land lease, not building) ¦ 143 MW ¦ COD 2026 (imminent - land deals NOW) ¦ Has interconnection agreement
23INR0233 | Earthwise Solar | SS Completed, FIS Started, No IA | Quanah Solar 2 | Tap 345kV 60504 Tesla - 61001 Jim Treece | Hardeman | WEST | 2028-12-31 | SOL | PV | 370.5 | 32 | Solar PV (land lease, not building) ¦ 370 MW (mid-size) ¦ COD 2028 (near-term) ¦ Has interconnection agreement
24INR0095 | Dovetail Solar 2 | SS Completed, FIS Started, No IA | Hecate Energy Dovetail Solar 2 LLC | Tap 345 KV 1421 Willow Creek - 60515 Clear Crossing | Jack | NORTH | 2029-04-20 | SOL | PV | 666.1 | 32 | Solar PV (land lease, not building) ¦ 666 MW (large) ¦ COD 2029 (mid-term) ¦ Has interconnection agreement
24INR0097 | Dovetail Solar 3 | SS Completed, FIS Started, No IA | Hecate Energy Dovetail Solar Holdings LLC | Tap 345kV 1421 Willow Creek – 11523 THOMPRIC | Jack | NORTH | 2029-04-20 | SOL | PV | 666.1 | 32 | Solar PV (land lease, not building) ¦ 666 MW (large) ¦ COD 2029 (mid-term) ¦ Has interconnection agreement
25INR0622 | Turkey Creek Solar SLF | SS Completed, FIS Started, No IA | Greenray Solar Corporation | 7425 ODLASW 138kV | Kinney | SOUTH | 2027-10-26 | SOL | PV | 180.9 | 32 | Solar PV (land lease, not building) ¦ 181 MW ¦ COD 2027 (imminent - land deals NOW) ¦ Has interconnection agreement
25INR0621 | Anagram Solar | SS Completed, FIS Started, No IA | Anagram Solar | 8156 Charter 138 kV | Live Oak | SOUTH | 2027-12-31 | SOL | PV | 130.56 | 32 | Solar PV (land lease, not building) ¦ 131 MW ¦ COD 2027 (imminent - land deals NOW) ¦ Has interconnection agreement
28INR0271 | Three Ranches Solar | SS Completed, FIS Started, No IA | Three Ranches Energy LLC | TAP 138kV #6680 Alamitto Creek - #60444 Hayter Ranch | Brewster | WEST | 2027-01-30 | SOL | PV | 125.53 | 32 | Solar PV (land lease, not building) ¦ 126 MW ¦ COD 2027 (imminent - land deals NOW) ¦ Has interconnection agreement
28INR0245 | Hittson Creek Solar | SS Completed, FIS Started, No IA | 174 Power Global Properties | Tapping the two 345 kV Lines: Sam Line Reactor (Bus# 68005) - Reata (Bus# 68051) and Latimer (Bus# 68008) - Reata (Bus# 68051). | Callahan | WEST | 2028-12-15 | SOL | PV | 402.93 | 32 | Solar PV (land lease, not building) ¦ 403 MW (mid-size) ¦ COD 2028 (near-term) ¦ Has interconnection agreement
26INR0082 | Amerada Solar | SS Completed, FIS Started, No IA | Amerada Solar, LLC | Tap 345kV 3133 RICHLND2_5 - 3381 BIGBRNW_5 | Freestone | NORTH | 2028-12-30 | SOL | PV | 301.57 | 32 | Solar PV (land lease, not building) ¦ 302 MW (mid-size) ¦ COD 2028 (near-term) ¦ Has interconnection agreement
26INR0004 | GRIMES SOLAR | SS Completed, FIS Started, No IA | CG Grimes County LLC | 40600 Roans Prairie 345kV | Grimes | NORTH | 2026-02-15 | SOL | PV | 153.45 | 32 | Solar PV (land lease, not building) ¦ 153 MW ¦ COD 2026 (imminent - land deals NOW) ¦ Has interconnection agreement
21INR0294 | Mountaineer Solar | SS Completed, FIS Started, No IA | Mustang Mountaineer Solar LLC | 1444 Brown 345 kV | Brown | NORTH | 2028-11-01 | SOL | PV | 332.1 | 32 | Solar PV (land lease, not building) ¦ 332 MW (mid-size) ¦ COD 2028 (near-term) ¦ Has interconnection agreement
26INR0130 | Elm Flats Solar SLF | SS Completed, FIS Started, No IA | Orca Falls Solar, LLC | Tap 138kV 3472 BRIAR_CRK_8 – 3467 POWELL1_8 | Navarro | NORTH | 2027-09-30 | SOL | PV | 125.84 | 32 | Solar PV (land lease, not building) ¦ 126 MW ¦ COD 2027 (imminent - land deals NOW) ¦ Has interconnection agreement
21INR0247 | Anson Solar Center, Phase III | SS Completed, FIS Started, No IA | Anson Solar Center 3, LLC | tap 345kV 68000 WShack - 68001 Clayton | Jones | WEST | 2028-06-01 | SOL | PV | 200 | 32 | Solar PV (land lease, not building) ¦ 200 MW (mid-size) ¦ COD 2028 (near-term) ¦ Has interconnection agreement
28INR0240 | Dahlia Solar | SS Completed, FIS Started, No IA | Dahlia Energy LLC | Tap 138kV 5723 Los Angeles - 5705 Fowlerton | La Salle | SOUTH | 2028-07-02 | SOL | PV | 200.98 | 32 | Solar PV (land lease, not building) ¦ 201 MW (mid-size) ¦ COD 2028 (near-term) ¦ Has interconnection agreement
28INR0223 | Bayou Creek Solar | SS Completed, FIS Started, No IA | Bayou Creek Solar LLC | 8606 Goddard 345kV | San Patricio | COASTAL | 2028-09-25 | SOL | PV | 255.47 | 32 | Solar PV (land lease, not building) ¦ 255 MW (mid-size) ¦ COD 2028 (near-term) ¦ Has interconnection agreement
21INR0220 | Maleza Solar | SS Completed, FIS Not Started, IA | Brush Solar LLC | tap Blue – Hillje 345 kv Ckt.#27 | Wharton | SOUTH | 2028-12-31 | SOL | PV | 254.94 | 32 | Solar PV (land lease, not building) ¦ 255 MW (mid-size) ¦ COD 2028 (near-term) ¦ Has interconnection agreement
23INR0261 | Dodd Solar I | SS Completed, FIS Started, IA | Forest Grove Solar LLC | Tap 138kV 6951 Eustace Southeast Switch – 3131 Forest Grove Switch | Henderson | NORTH | 2028-06-05 | SOL | PV | 201.8 | 32 | Solar PV (land lease, not building) ¦ 202 MW (mid-size) ¦ COD 2028 (near-term) ¦ Has interconnection agreement
23INR0227 | Maleza Solar II | SS Completed, FIS Started, No IA | Brush Solar, LLC | tap Blue – Hillje 345 kv Ckt.#27 | Wharton | SOUTH | 2028-12-31 | SOL | PV | 254.94 | 32 | Solar PV (land lease, not building) ¦ 255 MW (mid-size) ¦ COD 2028 (near-term) ¦ Has interconnection agreement
26INR0440 | Hamby Solar | SS Completed, FIS Started, IA | Abilene GCE LLC | 6245 ABILENE ROBERTSON PRISON 138 KV | Jones | WEST | 2028-06-27 | SOL | PV | 205.8 | 32 | Solar PV (land lease, not building) ¦ 206 MW (mid-size) ¦ COD 2028 (near-term) ¦ Has interconnection agreement
23INR0224 | Morning Glory Solar | SS Completed, FIS Started, No IA | Armadillo Solar, LLC | tap 345kV 7077 Amos Creek - 76009 Twin Buttes | Tom Green | WEST | 2026-03-31 | SOL | PV | 122.4 | 32 | Solar PV (land lease, not building) ¦ 122 MW ¦ COD 2026 (imminent - land deals NOW) ¦ Has interconnection agreement
26INR0110 | Western Flats Solar | SS Completed, FIS Started, No IA | Hecate Energy Point Mountain Solar Facility 1 LLC | Tap 138 kV 76615 Crane -76635 King Mountain; POI is 7.85 miles from Crane. | Crane | WEST | 2028-11-01 | SOL | PV | 410.2 | 32 | Solar PV (land lease, not building) ¦ 410 MW (mid-size) ¦ COD 2028 (near-term) ¦ Has interconnection agreement
26INR0086 | Solarville Solar SLF | SS Completed, FIS Started, No IA | Ville Solar, LLC | Tap 345kV #3123 Trinidad Switch – #2432 Tri Corner. | Kaufman | NORTH | 2028-09-19 | SOL | PV | 402.86 | 32 | Solar PV (land lease, not building) ¦ 403 MW (mid-size) ¦ COD 2028 (near-term) ¦ Has interconnection agreement
28INR0205 | Gypsum Plains Solar | SS Completed, FIS Started, No IA | Gypsum Plains Solar, LLC | Tap 345kv line Wolf BUS# 11010 - Reiter BUS#18544 | Ector | WEST | 2029-06-21 | SOL | PV | 503.12 | 32 | Solar PV (land lease, not building) ¦ 503 MW (large) ¦ COD 2029 (mid-term) ¦ Has interconnection agreement
26INR0431 | Big Rooter West Solar | SS Completed, FIS Started, IA | Big Rooter West, LLC | 39950# TNTNP_ONE_3 345 KV | Robertson | NORTH | 2028-05-31 | SOL | PV | 403.2 | 32 | Solar PV (land lease, not building) ¦ 403 MW (mid-size) ¦ COD 2028 (near-term) ¦ Has interconnection agreement
28INR0198 | Winters Glow Solar | SS Completed, FIS Started, No IA | Winters Glow Solar, LLC | tap 345kV 1444 BROWN SWITCH - 11406 CENTRAL BLUFF | Runnels | WEST | 2028-09-19 | SOL | PV | 301.6 | 32 | Solar PV (land lease, not building) ¦ 302 MW (mid-size) ¦ COD 2028 (near-term) ¦ Has interconnection agreement
28INR0194 | Tapaderos Solar | SS Completed, FIS Started, No IA | Tapaderos Solar, LLC | TAP 345kV #1435 Long Creek - #1430 Graham SES | Young | WEST | 2028-09-19 | SOL | PV | 301.6 | 32 | Solar PV (land lease, not building) ¦ 302 MW (mid-size) ¦ COD 2028 (near-term) ¦ Has interconnection agreement
23INR0349 | Tokio Solar | SS Completed, FIS Started, IA | Gransolar Texas Eight, LLC | Tap 138kV 3592 Waco Atco - 170 Cotton Belt | McLennan | NORTH | 2027-08-25 | SOL | PV | 170.45 | 32 | Solar PV (land lease, not building) ¦ 170 MW ¦ COD 2027 (imminent - land deals NOW) ¦ Has interconnection agreement
26INR0176 | Dionysus Solar | SS Completed, FIS Started, No IA | Dionysus Solar, LLC | Tap 138kV 6733 Mustang Prairie - 6732 Latexo | Houston | NORTH | 2027-03-11 | SOL | PV | 153.26 | 32 | Solar PV (land lease, not building) ¦ 153 MW ¦ COD 2027 (imminent - land deals NOW) ¦ Has interconnection agreement
28INR0043 | Muy Grande Solar | SS Completed, FIS Started, No IA | ACE DevCo NC, LLC | Tap 345kV 80079 Cruce - 80355 Del Sol | Starr | SOUTH | 2029-05-15 | SOL | PV | 502.69 | 32 | Solar PV (land lease, not building) ¦ 503 MW (large) ¦ COD 2029 (mid-term) ¦ Has interconnection agreement
26INR0380 | Pepper Solar Farm | SS Completed, FIS Started, IA | Pepper Solar Farm LLC | Tap 345kV 3405 THOUSE__5 - 3406 ELM_MOTT_5 | McLennan | NORTH | 2027-09-20 | SOL | PV | 120.72 | 32 | Solar PV (land lease, not building) ¦ 121 MW ¦ COD 2027 (imminent - land deals NOW) ¦ Has interconnection agreement
23INR0289 | Skull Creek Solar | SS Completed, FIS Started, IA | Skull Creek Solar, LLC | Tap 138kV 3281 Tennessee Colony - 3499 Blackfoot Massey Lake Switch in TSP’s Pin Oak Switch - Long Lake Substation | Anderson | NORTH | 2027-05-16 | SOL | PV | 137.26 | 32 | Solar PV (land lease, not building) ¦ 137 MW ¦ COD 2027 (imminent - land deals NOW) ¦ Has interconnection agreement
23INR0228 | Hiru Solar | SS Completed, FIS Started, No IA | Hecate Energy Hazel LLC | Tap 345kV 6111 Riley - 1730 West Krum ckt 1 | Clay | WEST | 2029-04-01 | SOL | PV | 603.7 | 32 | Solar PV (land lease, not building) ¦ 604 MW (large) ¦ COD 2029 (mid-term) ¦ Has interconnection agreement
26INR0143 | Santa Garcias Solar | SS Completed, FIS Started, IA | Oxy Renewable Energy LLC | Tap 138kV 8515 Alazan - 8458 Barney Davis | Kleberg | COASTAL | 2028-05-30 | SOL | PV | 265 | 32 | Solar PV (land lease, not building) ¦ 265 MW (mid-size) ¦ COD 2028 (near-term) ¦ Has interconnection agreement
26INR0146 | DMF Sagerton Solar SLF | SS Completed, FIS Completed, No IA | Double Mountain Fork LLC | Tap 138kV 6158 Aspermont – 6161 Paint Creek | Haskell | WEST | 2028-12-15 | SOL | PV | 125.5 | 32 | Solar PV (land lease, not building) ¦ 126 MW ¦ COD 2028 (near-term) ¦ IA signed + FIS complete (most advanced)
28INR0040 | Black Hawk Solar | SS Completed, FIS Started, No IA | ACE DevCo NC, LLC | San Miguel (5901) - Cruce (80079) double circuit transmission line. Requesting interconnection to both lines on the double circuit. This is a planned double circuit with ISD of 2027. | Duval | SOUTH | 2028-12-31 | SOL | PV | 251.34 | 32 | Solar PV (land lease, not building) ¦ 251 MW (mid-size) ¦ COD 2028 (near-term) ¦ Has interconnection agreement
28INR0185 | San Gabriel Solar | SS Completed, FIS Started, No IA | San Gabriel Solar LLC | Tap 138 kV 3750 Vosslake - 3749 Buckholts | Milam | SOUTH | 2028-07-01 | SOL | PV | 255 | 32 | Solar PV (land lease, not building) ¦ 255 MW (mid-size) ¦ COD 2028 (near-term) ¦ Has interconnection agreement
24INR0067 | KEYS HOLLOW SOLAR SLF | SS Completed, FIS Started, IA | Keys Hollow Solar, LLC | TAP 345 KV LINE FROM COLETO 8164 - RAPTOR7A 8673 | Goliad | SOUTH | 2028-03-10 | SOL | PV | 200.8 | 32 | Solar PV (land lease, not building) ¦ 201 MW (mid-size) ¦ COD 2028 (near-term) ¦ Has interconnection agreement
28INR0180 | Green Ocelot Solar | SS Completed, FIS Started, No IA | Ocelot Solar LLC | Tap 345kV 80076 Ajo - 8601 Cebolla | Kenedy | COASTAL | 2028-11-17 | SOL | PV | 357 | 32 | Solar PV (land lease, not building) ¦ 357 MW (mid-size) ¦ COD 2028 (near-term) ¦ Has interconnection agreement
21INR0031 | Indigo Solar | SS Completed, FIS Started, IA | Innovative Solar 245, LLC | tap 345 kV 68001 Claytonville – 68004 Phantom Hill Circuit 2 | Fisher | WEST | 2027-09-17 | SOL | PV | 150 | 32 | Solar PV (land lease, not building) ¦ 150 MW ¦ COD 2027 (imminent - land deals NOW) ¦ Has interconnection agreement
24INR0069 | Triple B Solar Alt#2 | SS Completed, FIS Started, No IA | Triple B Solar LLC | Tap 138kV 7066 Adamsville - 7064 Lampasas | Lampasas | NORTH | 2027-07-01 | SOL | PV | 150 | 32 | Solar PV (land lease, not building) ¦ 150 MW ¦ COD 2027 (imminent - land deals NOW) ¦ Has interconnection agreement
28INR0101 | Vazlon Solar SLF | SS Completed, FIS Started, No IA | Vazlon Energy LLC | 8619 Encinal - 8627 Lemay Box Bay 138kV line | La Salle | SOUTH | 2028-06-30 | SOL | PV | 211.41 | 32 | Solar PV (land lease, not building) ¦ 211 MW (mid-size) ¦ COD 2028 (near-term) ¦ Has interconnection agreement
28INR0073 | Daystar Solar | SS Completed, FIS Completed, No IA | Choate Solar, LLC | 5728 Choate 138kV | Karnes | SOUTH | 2028-03-15 | SOL | PV | 150 | 32 | Solar PV (land lease, not building) ¦ 150 MW ¦ COD 2028 (near-term) ¦ IA signed + FIS complete (most advanced)
23INR0439 | Lumen Farm Solar SLF | SS Completed, FIS Started, No IA | Neches Solar, LLC | Tap 138kV 3325 Blackburn Switch – 3272 Palestine | Anderson | NORTH | 2028-09-30 | SOL | PV | 201.04 | 32 | Solar PV (land lease, not building) ¦ 201 MW (mid-size) ¦ COD 2028 (near-term) ¦ Has interconnection agreement
23INR0385 | Camp Creek Solar SLF | SS Completed, FIS Completed, IA | White Rock Solar, LLC | TAP 345 KV 3400 TWIN OAK SWITCH - 46020 LIMESTONE PLANT CIRCUIT 1 | Robertson | NORTH | 2028-09-15 | SOL | PV | 110 | 32 | Solar PV (land lease, not building) ¦ 110 MW ¦ COD 2028 (near-term) ¦ IA signed + FIS complete (most advanced)
26INR0300 | Whitewright Solar 2 | SS Completed, FIS Started, No IA | SunWR, LLC | Tap 345kV 1729 Valley South – Anna Switch 2373 | Grayson | NORTH | 2028-05-02 | SOL | PV | 301.69 | 32 | Solar PV (land lease, not building) ¦ 302 MW (mid-size) ¦ COD 2028 (near-term) ¦ Has interconnection agreement
24INR0065 | Keys Hollow Solar Phase II SLF | SS Completed, FIS Started, IA | Keys Hollow Solar, LLC | 345kV Tap 8164 Coleto Creek - 8673 RAPTOR7A | Goliad | SOUTH | 2028-03-10 | SOL | PV | 200.8 | 32 | Solar PV (land lease, not building) ¦ 201 MW (mid-size) ¦ COD 2028 (near-term) ¦ Has interconnection agreement
24INR0056 | Pradera Solar | SS Completed, FIS Started, No IA | Pradera Solar, LLC | tap 345 kV Lobo (80219) - Fowlerton (5709) | Webb | SOUTH | 2027-03-31 | SOL | PV | 118 | 32 | Solar PV (land lease, not building) ¦ 118 MW ¦ COD 2027 (imminent - land deals NOW) ¦ Has interconnection agreement
24INR0041 | Rock N' Roll Solar SLF | SS Completed, FIS Started, No IA | Rock N’ Roll Solar, LLC | tap 138kV 44600 Rosharon - 44531 Winmil | Brazoria | COASTAL | 2027-08-30 | SOL | PV | 151.97 | 32 | Solar PV (land lease, not building) ¦ 152 MW ¦ COD 2027 (imminent - land deals NOW) ¦ Has interconnection agreement
24INR0040 | Rosebud Solar SLF | SS Completed, FIS Completed, No IA | Rosebud Solar, LLC | Tap 69kV 67 BAGGINS - 69 BARCLAY | Falls | NORTH | 2028-01-15 | SOL | PV | 130 | 32 | Solar PV (land lease, not building) ¦ 130 MW ¦ COD 2028 (near-term) ¦ IA signed + FIS complete (most advanced)
26INR0359 | Uva Creek Solar | SS Completed, FIS Started, IA | Grape Creek Solar, LLC | Tap 345 kV 59905 Faraday - 59900 Long Draw | Borden | WEST | 2028-08-25 | SOL | PV | 302.16 | 32 | Solar PV (land lease, not building) ¦ 302 MW (mid-size) ¦ COD 2028 (near-term) ¦ Has interconnection agreement
26INR0364 | Pollo Pinto Solar | SS Completed, FIS Started, No IA | TX Palo Pinto SB 6, LLC | Tap 138kV 331 RWMILLER - 320 JAYBIRD | Palo Pinto | NORTH | 2027-08-15 | SOL | PV | 150.8 | 32 | Solar PV (land lease, not building) ¦ 151 MW ¦ COD 2027 (imminent - land deals NOW) ¦ Has interconnection agreement
28INR0177 | Sisters Solar II | SS Completed, FIS Started, No IA | Oberon Solar III, LLC | tap 345kV 11010 Wolf Switching Station - 10012 Meteor | Ector | WEST | 2028-12-15 | SOL | PV | 205.54 | 32 | Solar PV (land lease, not building) ¦ 206 MW (mid-size) ¦ COD 2028 (near-term) ¦ Has interconnection agreement
26INR0258 | Running Iron Solar | SS Completed, FIS Started, No IA | Running Iron Solar, LLC | Tap 138kV Conoco 8138 - Black Cat 80124 | Matagorda | COASTAL | 2028-10-16 | SOL | PV | 204.74 | 32 | Solar PV (land lease, not building) ¦ 205 MW (mid-size) ¦ COD 2028 (near-term) ¦ Has interconnection agreement
26INR0256 | Camino Ranch Solar 2 SLF | SS Completed, FIS Started, IA | Camino Ranch Solar Project LLC | Tap to Jim English (#3351) – Flat Branch (#3345) 138kV | Houston | NORTH | 2028-12-09 | SOL | PV | 237.21 | 32 | Solar PV (land lease, not building) ¦ 237 MW (mid-size) ¦ COD 2028 (near-term) ¦ Has interconnection agreement
28INR0176 | Gail Mountain Solar | SS Completed, FIS Started, IA | Gail Mountain Solar, LLC | Muleshoe (Bus #59922) 345 kV | Borden | WEST | 2028-08-25 | SOL | PV | 244.4 | 32 | Solar PV (land lease, not building) ¦ 244 MW (mid-size) ¦ COD 2028 (near-term) ¦ Has interconnection agreement
26INR0211 | Titus Low Carbon Ventures Solar 1 | SS Completed, FIS Started, No IA | Vaquero Solar, LLC | Tap 345kV 8249 Angstrom - 8624 Grissom | San Patricio | COASTAL | 2028-10-16 | SOL | PV | 338.04 | 32 | Solar PV (land lease, not building) ¦ 338 MW (mid-size) ¦ COD 2028 (near-term) ¦ Has interconnection agreement
26INR0238 | Clapton Solar | SS Completed, FIS Started, No IA | Clapton Solar | Tap 345 kV 3424 Buckhorn Switch - 1444 Brown Switch | Mills | NORTH | 2028-08-09 | SOL | PV | 200.99 | 32 | Solar PV (land lease, not building) ¦ 201 MW (mid-size) ¦ COD 2028 (near-term) ¦ Has interconnection agreement
26INR0246 | Cairos Solar | SS Completed, FIS Started, No IA | Cairos Solar, LLC | ODLAW SWITCH (#7425) | Kinney | SOUTH | 2026-12-31 | SOL | PV | 153.26 | 32 | Solar PV (land lease, not building) ¦ 153 MW ¦ COD 2026 (imminent - land deals NOW) ¦ Has interconnection agreement
28INR0127 | Half Moon Solar | SS Completed, FIS Started, IA | NextEra Energy Interconnection Holdings, LLC | #80231 Pronto 345kV | Starr | SOUTH | 2029-07-01 | SOL | PV | 512.5 | 32 | Solar PV (land lease, not building) ¦ 512 MW (large) ¦ COD 2029 (mid-term) ¦ Has interconnection agreement
28INR0111 | Biggs Solar | SS Completed, FIS Started, No IA | Biggs Solar Farm, LLC | #76006 Bow Wood 345 kV | McCulloch | SOUTH | 2028-11-15 | SOL | PV | 400 | 32 | Solar PV (land lease, not building) ¦ 400 MW (mid-size) ¦ COD 2028 (near-term) ¦ Has interconnection agreement
26INR0277 | Salt-Lick Solar | SS Completed, FIS Started, No IA | Salt-Lick Solar, LLC | Elcor_8 bus # 11198 | Culberson | WEST | 2028-06-01 | SOL | PV | 453 | 32 | Solar PV (land lease, not building) ¦ 453 MW (mid-size) ¦ COD 2028 (near-term) ¦ Has interconnection agreement
26INR0290 | Cold Creek Solar 2 | SS Completed, FIS Started, IA | Cold Creek Solar LLC | Tap 345kV line Big Hill (#76003) - Twin Buttes (#76009) | Schleicher | WEST | 2028-05-28 | SOL | PV | 445.41 | 32 | Solar PV (land lease, not building) ¦ 445 MW (mid-size) ¦ COD 2028 (near-term) ¦ Has interconnection agreement
30INR0058 | Springfield Solar | SS Completed, FIS Started, IA | BOULEVARD ASSOCIATES, LLC | Tap Leon Creek (#38355) to Woodhouse Station (#38308) 138kV line | Pecos | WEST | 2028-08-30 | SOL | PV | 400 | 32 | Solar PV (land lease, not building) ¦ 400 MW (mid-size) ¦ COD 2028 (near-term) ¦ Has interconnection agreement
24INR0532 | Timber Cove Solar SLF | SS Completed, FIS Started, No IA | Freestone Solar, LLC | Tap 138 kV 212 Winkler - 3510 Pin Oak | Freestone | NORTH | 2027-04-01 | SOL | PV | 100.5 | 32 | Solar PV (land lease, not building) ¦ 100 MW ¦ COD 2027 (imminent - land deals NOW) ¦ Has interconnection agreement
23INR0088 | Nockenut Springs Solar 1 | SS Completed, FIS Completed, IA | Pecan Springs Energy, LLC | tap 345kV 5133 Elm Creek - 5915 STP ckt 1 | Guadalupe | SOUTH | 2029-06-05 | SOL | PV | 203.17 | 31 | Solar PV (land lease, not building) ¦ 203 MW (mid-size) ¦ COD 2029 (mid-term) ¦ IA signed + FIS complete (most advanced)
28INR0061 | Sunrose Renewable Energy Solar SLF | SS Completed, FIS Completed, No IA | Sunrose Renewable Energy LLC | Tap 138kV #44740 WALLIS - #44700 GEBHRT | Austin | SOUTH | 2029-12-31 | SOL | PV | 309.88 | 31 | Solar PV (land lease, not building) ¦ 310 MW (mid-size) ¦ COD 2029 (mid-term) ¦ IA signed + FIS complete (most advanced)
24INR0099 | Two Rivers Solar | SS Completed, FIS Completed, No IA | Two Rivers Solar, LLC | Tap 138kV 64 Milano – 32 Robertson | Milam | SOUTH | 2029-06-07 | SOL | PV | 208.7 | 31 | Solar PV (land lease, not building) ¦ 209 MW (mid-size) ¦ COD 2029 (mid-term) ¦ IA signed + FIS complete (most advanced)
30INR0004 | Hecate Energy Arkansas Wind | SS Completed, FIS Started, No IA | Hecate Energy Gulf Wind LLC | 8659 Naismith 345kV | San Patricio | COASTAL | 2030-06-01 | WIN | WT | 1029.39 | 30 | Wind (land lease only) ¦ 1,029 MW (mega project) ¦ COD 2030 ¦ Has interconnection agreement
27INR0249 | Raghorn Solar SLF | SS Completed, FIS Started, No IA | Raghorn Solar LLC | Tap 69kV #5654 San Diego - #5658 Orange Grove | Jim Wells | SOUTH | 2027-05-31 | SOL | PV | 91.9 | 30 | Solar PV (land lease, not building) ¦ 92 MW (small) ¦ COD 2027 (imminent - land deals NOW) ¦ Has interconnection agreement
31INR0011 | SIM GIDEON GAS RICE | SS Completed, FIS Started, No IA | LCRA | (#7310) SIM GIDEON 138 kV | Bastrop | SOUTH | 2031-05-10 | GAS | IC | 226.03 | 30 | Gas internal combustion ¦ 226 MW (mid-size) ¦ COD 2031 (speculative) ¦ Has interconnection agreement
24INR0538 | FLIFER Solar I | SS Completed, FIS Started, No IA | FLIFER LLC | Tap 138 kV Yucca Drive Switch (bus# 1009) – Sand Tank (bus# 11197) | Ward | WEST | 2027-04-15 | SOL | PV | 84 | 30 | Solar PV (land lease, not building) ¦ 84 MW (small) ¦ COD 2027 (imminent - land deals NOW) ¦ Has interconnection agreement
24INR0424 | Cascabel Wind 1 | SS Completed, FIS Started, IA | Vaquero Wind Energy, LLC | 345 kV Rapido Substation (New ETT Substation) tapping the existing 345 kV Line from CENIZO7C (#80225) to DELSOL7C (#80307) | Zapata | SOUTH | 2027-12-01 | WIN | WT | 197.75 | 30 | Wind (land lease only) ¦ 198 MW ¦ COD 2027 (imminent - land deals NOW) ¦ Has interconnection agreement
24INR0473 | Hooper Solar | SS Completed, FIS Started, No IA | BT Brown Solar, LLC | Tap 138kV line between Lexington (Bus #7571) and Lyle Wolz (Bus #7567) | Lee | SOUTH | 2027-12-15 | SOL | PV | 50.48 | 30 | Solar PV (land lease, not building) ¦ 50 MW (small) ¦ COD 2027 (imminent - land deals NOW) ¦ Has interconnection agreement
27INR0298 | Symank Solar | SS Completed, FIS Started, No IA | BT Symank Solar, LLC | Tap 69 kV 37470 TNOLSEN - 37520 TNSYCAMORE | Bosque | NORTH | 2027-12-15 | SOL | PV | 66.55 | 30 | Solar PV (land lease, not building) ¦ 67 MW (small) ¦ COD 2027 (imminent - land deals NOW) ¦ Has interconnection agreement
25INR0178 | Triangle Ranch Bravo | SS Completed, FIS Started, No IA | Triangle Ranch Wind | Edith Clark 345 kV (#60500) | Cottle | WEST | 2028-07-01 | WIN | WT | 200.22 | 30 | Wind (land lease only) ¦ 200 MW (mid-size) ¦ COD 2028 (near-term) ¦ Has interconnection agreement
30INR0003 | Hecate Energy Jamaica Wind | SS Completed, FIS Started, No IA | Hecate Energy LLC | 42000 P. H. Robinson 345kV | Galveston | HOUSTON | 2030-06-01 | WIN | WT | 1029.39 | 30 | Wind (land lease only) ¦ 1,029 MW (mega project) ¦ COD 2030 ¦ Has interconnection agreement
19INR0055 | Monte Cristo II Wind | SS Completed, FIS Started, IA | Monte Cristo Windpower II, LLC | 8574 Pomelo 345kV | Hidalgo | SOUTH | 2028-12-31 | WIN | WT | 233.9 | 30 | Wind (land lease only) ¦ 234 MW (mid-size) ¦ COD 2028 (near-term) ¦ Has interconnection agreement
19INR0023 | Monte Alto 2 Wind | SS Completed, FIS Started, IA | Terra-Gen | tap 345kV 8318 Rio Hondo - 8383 N Edinburg | Willacy | COASTAL | 2027-06-01 | WIN | WT | 199.5 | 30 | Wind (land lease only) ¦ 200 MW ¦ COD 2027 (imminent - land deals NOW) ¦ Has interconnection agreement
27INR0232 | Anawa La Solar | SS Completed, FIS Started, No IA | Anawa La Solar LLC | TAP 138 KV 8394 LISTON - 8392 BATES | Hidalgo | SOUTH | 2027-08-31 | SOL | PV | 93.3 | 30 | Solar PV (land lease, not building) ¦ 93 MW (small) ¦ COD 2027 (imminent - land deals NOW) ¦ Has interconnection agreement
27INR0310 | Tall Saddle Wind | SS Completed, FIS Started, No IA | Tall Saddle Wind, LLC | 80076 AJO SUBSTATION 345kV | Kenedy | COASTAL | 2029-10-15 | WIN | WT | 522.8 | 30 | Wind (land lease only) ¦ 523 MW (large) ¦ COD 2029 (mid-term) ¦ Has interconnection agreement
25INR0220 | Hector Solar | SS Completed, FIS Started, No IA | Hector Solar, LLC | Haney (213) - Hubbard_8 (3515) 138kV Line | Navarro | NORTH | 2027-12-31 | SOL | PV | 81.59 | 30 | Solar PV (land lease, not building) ¦ 82 MW (small) ¦ COD 2027 (imminent - land deals NOW) ¦ Has interconnection agreement
24INR0364 | Pitts Dudik II | SS Completed, FIS Completed, IA | Pitts Dudik II | 138 kV Ash Creek Switch (#3473) | Hill | NORTH | 2026-04-24 | SOL | PV | 30.23 | 30 | Solar PV (land lease, not building) ¦ COD 2026 (imminent - land deals NOW) ¦ IA signed + FIS complete (most advanced)
28INR0169 | Sanders Hollow Energy Center | SS Completed, FIS Started, No IA | Sanders Hollow Energy Center, LLC | Tap 345 kV 59904 Cottonwood (W_CW_345) - 60500 Edith Clarke (EDITHCLA7A) CKT 01 | Dickens | PANHANDLE | 2028-09-30 | WIN | WT | 292.6 | 30 | Wind (land lease only) ¦ 293 MW (mid-size) ¦ COD 2028 (near-term) ¦ Has interconnection agreement
28INR0168 | Guajillo Wind | SS Completed, FIS Started, No IA | Guajillo Wind LLC | Tap 345 kV 80079 Cruce - 5901 San Miguel CKT 01 | Duval | SOUTH | 2028-09-01 | WIN | WT | 202.4 | 30 | Wind (land lease only) ¦ 202 MW (mid-size) ¦ COD 2028 (near-term) ¦ Has interconnection agreement
24INR0326 | Blarney Solar | SS Completed, FIS Started, IA | Blarney Solar Project LLC | 138 kV Ridgeway Switch | Hopkins | NORTH | 2027-10-01 | SOL | PV | 81.46 | 30 | Solar PV (land lease, not building) ¦ 81 MW (small) ¦ COD 2027 (imminent - land deals NOW) ¦ Has interconnection agreement
25INR0247 | Bluebonnet Prairie Wind | SS Completed, FIS Started, IA | Bluebonnet Prairie Wind, LLC | Tap 138kV 200 CHATFIELD - 3454 MONTFTSS__8 | Navarro | NORTH | 2027-07-15 | WIN | WT | 173 | 30 | Wind (land lease only) ¦ 173 MW ¦ COD 2027 (imminent - land deals NOW) ¦ Has interconnection agreement
29INR0035 | Cavell Wind | SS Completed, FIS Started, No IA | IP Cavell, LLC | tap 345kV 23910 Windmill - 23912 Ogallala Ckt 1 | Castro | PANHANDLE | 2029-07-30 | WIN | WT | 641.2 | 30 | Wind (land lease only) ¦ 641 MW (large) ¦ COD 2029 (mid-term) ¦ Has interconnection agreement
29INR0033 | Commodus 2 Wind | SS Completed, FIS Started, No IA | IP Blackwell II, LLC | Tapping the 345 kV Double-Circuit Line from Tule Canyon (Bus# 23914) to Alibates (Bus# 23900) | Swisher | PANHANDLE | 2029-07-30 | WIN | WT | 641.48 | 30 | Wind (land lease only) ¦ 641 MW (large) ¦ COD 2029 (mid-term) ¦ Has interconnection agreement
29INR0031 | Commodus Wind | SS Completed, FIS Started, No IA | IP Blackwell, LLC | tap 345kV 23914 Tule Canyon - 23900 Alibates | Briscoe | PANHANDLE | 2029-07-30 | WIN | WT | 641.4 | 30 | Wind (land lease only) ¦ 641 MW (large) ¦ COD 2029 (mid-term) ¦ Has interconnection agreement
29INR0025 | Skyrider Wind | SS Completed, FIS Started, IA | NextEra Energy Interconnection Holdings, LLC | 138kV #38365 TNPINION | Pecos | WEST | 2028-07-01 | WIN | WT | 370 | 30 | Wind (land lease only) ¦ 370 MW (mid-size) ¦ COD 2028 (near-term) ¦ Has interconnection agreement
27INR0108 | Paint Rock Wind | SS Completed, FIS Started, No IA | Orsted Onshore Development North America, LLC | Amos Creek (7077) – Bow Wood (76006) | Concho | WEST | 2028-10-01 | WIN | WT | 379.18 | 30 | Wind (land lease only) ¦ 379 MW (mid-size) ¦ COD 2028 (near-term) ¦ Has interconnection agreement
27INR0334 | Buffalo Jump Wind | SS Completed, FIS Started, No IA | BOULEVARD ASSOCIATES, LLC | 1097 Culberson 345 KV | Culberson | WEST | 2029-07-01 | WIN | WT | 740 | 30 | Wind (land lease only) ¦ 740 MW (large) ¦ COD 2029 (mid-term) ¦ Has interconnection agreement
23INR0561 | Cascabel Wind 2 | SS Completed, FIS Started, IA | Vaquero Wind Energy, LLC | 345 kV Rapido Substation (New ETT Substation) tapping the existing 345 kV Line from CENIZO7C (#80225) to DELSOL7C (#80307). | Zapata | SOUTH | 2027-12-01 | WIN | WT | 197.75 | 30 | Wind (land lease only) ¦ 198 MW ¦ COD 2027 (imminent - land deals NOW) ¦ Has interconnection agreement
20INR0247 | Water Valley Wind Energy | SS Completed, FIS Started, IA | Water Valley Wind Energy, LLC | 345 kV 76009 Twin Buttes to 76090 Divide Double Circuit | Tom Green | WEST | 2027-12-15 | WIN | WT | 180 | 30 | Wind (land lease only) ¦ 180 MW ¦ COD 2027 (imminent - land deals NOW) ¦ Has interconnection agreement
22INR0454 | Wallace Solar | SS Completed, FIS Completed, IA | Delaware Ranch Solar, LLC | Delaware River SW (11112) | Culberson | WEST | 2026-12-16 | SOL | PV | 36 | 30 | Solar PV (land lease, not building) ¦ COD 2026 (imminent - land deals NOW) ¦ IA signed + FIS complete (most advanced)
25INR0304 | Flying Kite Solar | SS Completed, FIS Started, IA | FLYING KITE SOLAR LLC | Tap the 138 kV La Pryor (#8008) - Poblano (#8009) | Zavala | SOUTH | 2027-12-30 | SOL | PV | 80.38 | 30 | Solar PV (land lease, not building) ¦ 80 MW (small) ¦ COD 2027 (imminent - land deals NOW) ¦ Has interconnection agreement
28INR0478 | Alkali Creek Wind 2 | SS Completed, FIS Started, No IA | Alkali Creek Wind, LLC | Tap 345 kV BUS #1048 Tonkawa - BUS #11050 Dusty Road | Fisher | WEST | 2028-12-01 | WIN | WT | 250.3 | 30 | Wind (land lease only) ¦ 250 MW (mid-size) ¦ COD 2028 (near-term) ¦ Has interconnection agreement
29INR0012 | Aurelius 3 Wind | SS Completed, FIS Started, No IA | IP Roman III, LLC | 23908 Deaf Smith station 345kV | Deaf Smith | PANHANDLE | 2029-03-31 | WIN | WT | 623 | 30 | Wind (land lease only) ¦ 623 MW (large) ¦ COD 2029 (mid-term) ¦ Has interconnection agreement
20INR0047 | Siete | SS Completed, FIS Started, IA | Apex Clean Energy | 345kV 8718 Triada | Webb | SOUTH | 2028-01-03 | WIN | WT | 492.8 | 30 | Wind (land lease only) ¦ 493 MW (mid-size) ¦ COD 2028 (near-term) ¦ Has interconnection agreement
28INR0072 | Mirando Valley Wind | SS Completed, FIS Started, IA | ACE DevCo NC LLC | Tap 345kV 80220 Cenizo - 80079 Cruce Ckt-1 | Jim Hogg | SOUTH | 2028-07-06 | WIN | WT | 478.74 | 30 | Wind (land lease only) ¦ 479 MW (mid-size) ¦ COD 2028 (near-term) ¦ Has interconnection agreement
23INR0441 | Bug Tussle Wind Project | SS Completed, FIS Started, IA | Bug Tussle Wind, LLC | Tap 1729 Valley South and 1692 Paris | Lamar | NORTH | 2028-09-18 | WIN | WT | 396.8 | 30 | Wind (land lease only) ¦ 397 MW (mid-size) ¦ COD 2028 (near-term) ¦ Has interconnection agreement
27INR0061 | Hecate Energy Orem Wind | SS Completed, FIS Started, No IA | Hecate Energy LLC | 42530 Jones Creek 345kV | Brazoria | COASTAL | 2030-06-01 | WIN | WT | 1542 | 30 | Wind (land lease only) ¦ 1,542 MW (mega project) ¦ COD 2030 ¦ Has interconnection agreement
27INR0383 | Windjammer Windpower | SS Completed, FIS Started, IA | Windjammer Windpower, LLC | tap 345kV 59902 Sand Bluff Wind Farm - 59907 Bernoulli | Glasscock | WEST | 2028-12-31 | WIN | WT | 292.58 | 30 | Wind (land lease only) ¦ 293 MW (mid-size) ¦ COD 2028 (near-term) ¦ Has interconnection agreement
27INR0124 | RedSun Solar | SS Completed, FIS Completed, IA | Gransolar Texas Twenty Two | Tap 138kV 7100 Burnet - 7529 Bertram | Burnet | SOUTH | 2028-08-28 | SOL | PV | 82.55 | 30 | Solar PV (land lease, not building) ¦ 83 MW (small) ¦ COD 2028 (near-term) ¦ IA signed + FIS complete (most advanced)
28INR0434 | Viento Bravo Wind | SS Completed, FIS Started, IA | Webb Wind, LLC | Tap 345kV 80220 Cenizo - 80079 Cruce Ckt-1 | Jim Hogg | SOUTH | 2028-07-06 | WIN | WT | 366.51 | 30 | Wind (land lease only) ¦ 367 MW (mid-size) ¦ COD 2028 (near-term) ¦ Has interconnection agreement
28INR0419 | PRI Solar | SS Completed, FIS Started, No IA | BHER Power Resources, Inc. | The 345 kV Falcon Seaboard (#1025) substation; Oncor | Howard | WEST | 2027-01-31 | SOL | PV | 63.84 | 30 | Solar PV (land lease, not building) ¦ 64 MW (small) ¦ COD 2027 (imminent - land deals NOW) ¦ Has interconnection agreement
28INR0415 | Alkali Creek Wind | SS Completed, FIS Started, No IA | Alkali Creek Wind, LLC | Tap 345 kV BUS #1048 Tonkawa - BUS #11050 Dusty Road | Fisher | WEST | 2028-12-01 | WIN | WT | 474.4 | 30 | Wind (land lease only) ¦ 474 MW (mid-size) ¦ COD 2028 (near-term) ¦ Has interconnection agreement
27INR0004 | Dundee West Wind | SS Completed, FIS Started, IA | Felix 2, LLC | 345 kV Riley Substation (#6101); AEP | Wilbarger | WEST | 2027-12-31 | WIN | WT | 146.44 | 30 | Wind (land lease only) ¦ 146 MW ¦ COD 2027 (imminent - land deals NOW) ¦ Has interconnection agreement
27INR0140 | Kingsmill Wind SLF | SS Completed, FIS Started, IA | Kingsmill Wind, LLC | 79005 Railhead 345kV | Carson | PANHANDLE | 2029-09-01 | WIN | WT | 606.3 | 30 | Wind (land lease only) ¦ 606 MW (large) ¦ COD 2029 (mid-term) ¦ Has interconnection agreement
23INR0487 | Brightside Solar Alt POI | SS Completed, FIS Not Started, IA | Brightside Solar, LLC | 8156 Charter Substation 138kV | Live Oak | SOUTH | 2026-08-14 | SOL | PV | 50 | 30 | Solar PV (land lease, not building) ¦ 50 MW (small) ¦ COD 2026 (imminent - land deals NOW) ¦ Has interconnection agreement
26INR0626 | Buffalo Gap 3 Wind Repower | SS Completed, FIS Started, IA | Buffalo Gap Wind Farm 3, LLC | 6216 Bluff_Creek 138kV | Taylor | WEST | 2027-02-01 | WIN | WT | 168.45 | 30 | Wind (land lease only) ¦ 168 MW ¦ COD 2027 (imminent - land deals NOW) ¦ Has interconnection agreement
27INR0076 | Bob Creek Wind | SS Completed, FIS Started, IA | NextEra Energy Interconnection Holdings, LLC | 59902 Sand Bluff 345kV | Sterling | WEST | 2028-07-01 | WIN | WT | 240 | 30 | Wind (land lease only) ¦ 240 MW (mid-size) ¦ COD 2028 (near-term) ¦ Has interconnection agreement
27INR0443 | Serenity Wind | SS Completed, FIS Started, No IA | Serenity Wind, LLC | 23931 MIDPOINT SWITCH 345 kV | Armstrong | PANHANDLE | 2028-09-18 | WIN | WT | 473 | 30 | Wind (land lease only) ¦ 473 MW (mid-size) ¦ COD 2028 (near-term) ¦ Has interconnection agreement
26INR0622 | Buffalo Gap 1 Wind Repower | SS Completed, FIS Started, IA | Buffalo Gap Wind Farm, LLC | 6216 Bluff Creek Substation 138kV | Nolan | WEST | 2027-02-01 | WIN | WT | 120.23 | 30 | Wind (land lease only) ¦ 120 MW ¦ COD 2027 (imminent - land deals NOW) ¦ Has interconnection agreement
26INR0313 | Edens Solar | SS Completed, FIS Completed, No IA | Hill PV, LLC | Tap 69kV 3532 Itasca - 3523 Hillsboro | Hill | NORTH | 2028-04-09 | SOL | PV | 70.37 | 30 | Solar PV (land lease, not building) ¦ 70 MW (small) ¦ COD 2028 (near-term) ¦ IA signed + FIS complete (most advanced)
28INR0057 | Windecker | SS Completed, FIS Started, No IA | Windecker Energy LLC | 10058 Catclaw Switch 138kV | Upton | WEST | 2028-04-17 | WIN | WT | 419.7 | 30 | Wind (land lease only) ¦ 420 MW (mid-size) ¦ COD 2028 (near-term) ¦ Has interconnection agreement
28INR0038 | Bullring Wind 2 | SS Completed, FIS Started, IA | Halcon Wind, LLC | Tap 345 kV 80355 DelSol7A - 80079 Cruce Ckt 1 | Starr | SOUTH | 2028-06-30 | WIN | WT | 303.8 | 30 | Wind (land lease only) ¦ 304 MW (mid-size) ¦ COD 2028 (near-term) ¦ Has interconnection agreement
27INR0445 | Moon Chapel Wind | SS Completed, FIS Started, No IA | Orsted Onshore Development North America, LLC | Tap 345kV 76090 Divide - 76009 Twin Buttes Ckt 1 | Tom Green | WEST | 2028-10-01 | WIN | WT | 379.2 | 30 | Wind (land lease only) ¦ 379 MW (mid-size) ¦ COD 2028 (near-term) ¦ Has interconnection agreement
28INR0037 | Bullring Wind 1 | SS Completed, FIS Started, IA | Halcon Wind, LLC | Tap 345 kV 80355 DelSol7A - 80079 Cruce Ckt 1 | Starr | SOUTH | 2028-06-30 | WIN | WT | 303.5 | 30 | Wind (land lease only) ¦ 304 MW (mid-size) ¦ COD 2028 (near-term) ¦ Has interconnection agreement
28INR0376 | Barranca Wind 2 | SS Completed, FIS Started, No IA | Barranca Wind Energy, LLC | Tap the 345 kV CENIZO7C (#80225) - DELSOL7C (#80307) line. | Jim Hogg | SOUTH | 2028-06-01 | WIN | WT | 298.6 | 30 | Wind (land lease only) ¦ 299 MW (mid-size) ¦ COD 2028 (near-term) ¦ Has interconnection agreement
28INR0375 | Barranca Wind 1 | SS Completed, FIS Started, No IA | Barranca Wind Energy, LLC | Tap the 345 kV CENIZO (#80225) - DELSOL (#80307) line | Jim Hogg | SOUTH | 2028-06-01 | WIN | WT | 300.9 | 30 | Wind (land lease only) ¦ 301 MW (mid-size) ¦ COD 2028 (near-term) ¦ Has interconnection agreement
24INR0106 | Payne Battlecreek | SS Completed, FIS Started, IA | Gransolar Texas Ten, LLC | tap 138kV 213 Haney - 3515 Hubbard | Hill | NORTH | 2027-08-25 | SOL | PV | 84.99 | 30 | Solar PV (land lease, not building) ¦ 85 MW (small) ¦ COD 2027 (imminent - land deals NOW) ¦ Has interconnection agreement
23INR0211 | Rosscommon Solar | SS Completed, FIS Started, No IA | Roscsol, LLC | tap 138kV 1691 Valley Switch - 1776 Paris Switch | Lamar | NORTH | 2027-04-19 | SOL | PV | 91 | 30 | Solar PV (land lease, not building) ¦ 91 MW (small) ¦ COD 2027 (imminent - land deals NOW) ¦ Has interconnection agreement
23INR0187 | Leitrim 1 Solar | SS Completed, FIS Started, No IA | Leitsol LLC | tap 138kV 3522 Hillsboro - 3546 Whitney | Hill | NORTH | 2027-04-26 | SOL | PV | 98.44 | 30 | Solar PV (land lease, not building) ¦ 98 MW (small) ¦ COD 2027 (imminent - land deals NOW) ¦ Has interconnection agreement
27INR0474 | Fivemile Wind | SS Completed, FIS Started, No IA | Longview Wind, LLC | To 138 kV Hardy Morgan substation (Bus # 11363) | Dawson | WEST | 2028-11-01 | WIN | WT | 282.3 | 30 | Wind (land lease only) ¦ 282 MW (mid-size) ¦ COD 2028 (near-term) ¦ Has interconnection agreement
23INR0040 | Dori BQ Solar | SS Completed, FIS Started, IA | Sunnyside Energy, LLC | tap 138kV 47210 Holmes – 42680 Garden Villas | Harris | HOUSTON | 2027-08-30 | SOL | PV | 50.42 | 30 | Solar PV (land lease, not building) ¦ 50 MW (small) ¦ COD 2027 (imminent - land deals NOW) ¦ Has interconnection agreement
26INR0511 | Little Star Solar | SS Completed, FIS Started, No IA | RWE Clean Energy Development, LLC | #9043 CISTERN 345kV | Bastrop | SOUTH | 2026-12-31 | SOL | PV | 61.6 | 30 | Solar PV (land lease, not building) ¦ 62 MW (small) ¦ COD 2026 (imminent - land deals NOW) ¦ Has interconnection agreement
26INR0530 | Longview Wind | SS Completed, FIS Started, IA | Longview Wind, LLC | Venturi (Bus #59923) | Dawson | WEST | 2028-12-01 | WIN | WT | 352.6 | 30 | Wind (land lease only) ¦ 353 MW (mid-size) ¦ COD 2028 (near-term) ¦ Has interconnection agreement
24INR0127 | Naduah Solar | SS Completed, FIS Started, No IA | Gransolar Texas Fifteen, LLC | Tap 69kV Ben Hur (99) - Prairie Hill (107) | Limestone | NORTH | 2027-10-15 | SOL | PV | 77.6 | 30 | Solar PV (land lease, not building) ¦ 78 MW (small) ¦ COD 2027 (imminent - land deals NOW) ¦ Has interconnection agreement
28INR0280 | Live Oak Wind II | SS Completed, FIS Started, No IA | ENGIE IR Holdings LLC | #76003 Big Hill 345kV | Schleicher | WEST | 2028-09-29 | WIN | WT | 302.63 | 30 | Wind (land lease only) ¦ 303 MW (mid-size) ¦ COD 2028 (near-term) ¦ Has interconnection agreement
28INR0215 | Complex Serenity Wind | SS Completed, FIS Started, No IA | Serenity Wind, LLC | Double tap 345 kV Alibates (bus# 23900) to Tule Canyon (bus# 23914) and the Alibates (bus# 23900) to Midpoint Switch (bus# 23931) | Armstrong | PANHANDLE | 2029-04-16 | WIN | WT | 971 | 30 | Wind (land lease only) ¦ 971 MW (large) ¦ COD 2029 (mid-term) ¦ Has interconnection agreement
23INR0300 | Holzer Solar | SS Completed, FIS Completed, IA | Greater Bryant G Solar, LLC | 11165 Sloan Switch 138kV | Midland | WEST | 2026-11-16 | SOL | PV | 17.7 | 30 | Solar PV (land lease, not building) ¦ COD 2026 (imminent - land deals NOW) ¦ IA signed + FIS complete (most advanced)
23INR0222 | Sunbelt Solar | SS Completed, FIS Started, No IA | Rose Hill Solar LLC | tap 138kV 6902 Talty - 6801 Patton | Kaufman | NORTH | 2026-12-31 | SOL | PV | 81.5 | 30 | Solar PV (land lease, not building) ¦ 82 MW (small) ¦ COD 2026 (imminent - land deals NOW) ¦ Has interconnection agreement
23INR0231 | Rocinante Solar | SS Completed, FIS Started, IA | Brush Country Solar Project, LLC | tap 138kV 7595 Deer Creek - 7621 Nixon | Gonzales | SOUTH | 2027-03-16 | SOL | PV | 95.29 | 30 | Solar PV (land lease, not building) ¦ 95 MW (small) ¦ COD 2027 (imminent - land deals NOW) ¦ Has interconnection agreement
27INR0554 | Texas Sun Solar | SS Completed, FIS Started, No IA | Pigg Grounds LLC | Cordele Substation ; Bus no. 5524 | Jackson | SOUTH | 2027-12-18 | SOL | PV | 71.7 | 30 | Solar PV (land lease, not building) ¦ 72 MW (small) ¦ COD 2027 (imminent - land deals NOW) ¦ Has interconnection agreement
27INR0536 | Siete Wind | SS Completed, FIS Started, No IA | Siete Wind, LLC | 345kV 8718 Triada | Webb | SOUTH | 2028-01-03 | WIN | WT | 492.8 | 30 | Wind (land lease only) ¦ 493 MW (mid-size) ¦ COD 2028 (near-term) ¦ Has interconnection agreement
27INR0510 | Pecos Wind | SS Completed, FIS Started, No IA | Midnight Energy Center, LLC | Tap 345 kV 60404 Solstice (SOLSTICE7A) – 76002 Bakersfield (L_BAKERS5_1Y) CKT 2 | Pecos | WEST | 2027-09-30 | WIN | WT | 191 | 30 | Wind (land lease only) ¦ 191 MW ¦ COD 2027 (imminent - land deals NOW) ¦ Has interconnection agreement
28INR0242 | Ciervo Wind | SS Completed, FIS Started, No IA | RWE Clean Energy Development, LLC | Tap 345 kV 80355 DelSol7A - 80079 Cruce CKT 2 | Jim Hogg | SOUTH | 2028-12-31 | WIN | WT | 301.5 | 30 | Wind (land lease only) ¦ 302 MW (mid-size) ¦ COD 2028 (near-term) ¦ Has interconnection agreement
22INR0363 | Hayhurst Texas Solar | SS Completed, FIS Completed, IA | Hayhurst Texas Solar, LLC | tap 138 kV Three Mile Draw Switch – Horseshoe Springs Switch Line | Culberson | WEST | 2025-11-28 | SOL | PV | 24.76 | 30 | Solar PV (land lease, not building) ¦ COD 2025 (imminent - land deals NOW) ¦ IA signed + FIS complete (most advanced)
24INR0506 | Corralitos Wind 2 | SS Completed, FIS Started, IA | Vaquero Wind Energy, LLC | Tap 345kV 80225 CENIZO7C - 80307 DELSOL7C (New ETT Tiempo Substation) | Zapata | SOUTH | 2027-12-31 | WIN | WT | 195.4 | 30 | Wind (land lease only) ¦ 195 MW ¦ COD 2027 (imminent - land deals NOW) ¦ Has interconnection agreement
24INR0505 | Corralitos Wind 1 | SS Completed, FIS Started, IA | Vaquero Wind Energy, LLC | Tap 345kV 80225 CENIZO7C - 80307 DELSOL7C (New ETT Tiempo Substation) | Zapata | SOUTH | 2027-12-01 | WIN | WT | 196.1 | 30 | Wind (land lease only) ¦ 196 MW ¦ COD 2027 (imminent - land deals NOW) ¦ Has interconnection agreement
16INR0112 | Loma Pinta Wind | SS Completed, FIS Started, IA | Enerverse | 5705 Fowlerton 138kV | La Salle | SOUTH | 2026-12-31 | WIN | WT | 197.01 | 30 | Wind (land lease only) ¦ 197 MW ¦ COD 2026 (imminent - land deals NOW) ¦ Has interconnection agreement
26INR0134 | Myers Solar | SS Completed, FIS Started, No IA | BT Myers Solar, LLC | 8629 Baez 69 kV | Bee | SOUTH | 2028-05-22 | SOL | PV | 101.59 | 29 | Solar PV (land lease, not building) ¦ 102 MW ¦ COD 2028 (near-term) ¦ Has interconnection agreement
24INR0086 | Pisgah Ridge Solar 2 | SS Completed, FIS Started, No IA | Pisgah Ridge Solar 2, LLC | Tap 345kV 68091 Navarro - 46020 Limestone | Navarro | NORTH | 2028-12-01 | SOL | PV | 101.89 | 29 | Solar PV (land lease, not building) ¦ 102 MW ¦ COD 2028 (near-term) ¦ Has interconnection agreement
24INR0077 | Quarter Ranch Solar | SS Completed, FIS Started, No IA | Gransolar Texas Three LLC | 80223 Cenizo Substation 345kV | Zapata | SOUTH | 2028-10-15 | SOL | PV | 154.12 | 29 | Solar PV (land lease, not building) ¦ 154 MW ¦ COD 2028 (near-term) ¦ Has interconnection agreement
26INR0470 | Roxton Solar | SS Completed, FIS Started, No IA | Roxton Solar, LLC | Tap 138 KV Bois Pump (1835) - Brookston (1833) | Lamar | NORTH | 2028-02-18 | SOL | PV | 116.8 | 29 | Solar PV (land lease, not building) ¦ 117 MW ¦ COD 2028 (near-term) ¦ Has interconnection agreement
30INR0053 | MRR Solar | SS Completed, FIS Started, No IA | BOULEVARD ASSOCIATES, LLC | Solstice Substation #60384 -AEP | Pecos | WEST | 2030-07-01 | SOL | PV | 500 | 29 | Solar PV (land lease, not building) ¦ 500 MW (large) ¦ COD 2030 ¦ Has interconnection agreement
28INR0206 | Wagon Timber Solar | SS Completed, FIS Started, No IA | Wagon Timber Solar, LLC | 6110 Munday East 138kV | Knox | WEST | 2028-10-16 | SOL | PV | 172.1 | 29 | Solar PV (land lease, not building) ¦ 172 MW ¦ COD 2028 (near-term) ¦ Has interconnection agreement
23INR0471 | Ophelia Solar | SS Completed, FIS Started, No IA | Ophelia Solar | Tap 138 kV Raceway Switch #18663 - Shin Oak POD #11128 | Ector | WEST | 2028-09-19 | SOL | PV | 110.5 | 29 | Solar PV (land lease, not building) ¦ 110 MW ¦ COD 2028 (near-term) ¦ Has interconnection agreement
19INR0026 | Holstein 2 Solar | SS Completed, FIS Started, No IA | 229HD 8me LLC | 11406 Central Bluff 345kV | Nolan | WEST | 2028-04-03 | SOL | PV | 100.7 | 29 | Solar PV (land lease, not building) ¦ 101 MW ¦ COD 2028 (near-term) ¦ Has interconnection agreement
28INR0114 | Elk Ridge Solar | SS Completed, FIS Started, No IA | Boulevard Associates, LLC | AEP Solstice Substation #60404 | Pecos | WEST | 2030-07-01 | SOL | PV | 503 | 29 | Solar PV (land lease, not building) ¦ 503 MW (large) ¦ COD 2030 ¦ Has interconnection agreement
27INR0417 | Bluebonnet Trail Solar | SS Completed, FIS Started, No IA | Bluebonnet trail solar LLC | Tap 345 kV (#2427) WATMLL_W5 - (#2466) BIGONION_5 | Ellis | NORTH | 2028-09-19 | SOL | PV | 150.9 | 29 | Solar PV (land lease, not building) ¦ 151 MW ¦ COD 2028 (near-term) ¦ Has interconnection agreement
25INR0400 | Maldives Solar | SS Completed, FIS Started, IA | Maldives Solar LLC | Tap 345kV 59900 Long Draw - 11318 Scurry County South and 345kV 59905 Faraday - 11318 Scurry County South | Scurry | WEST | 2028-03-20 | SOL | PV | 184 | 29 | Solar PV (land lease, not building) ¦ 184 MW ¦ COD 2028 (near-term) ¦ Has interconnection agreement
24INR0256 | Kennedy Solar | SS Completed, FIS Started, No IA | Kennedy Bypass Solar LLC | Tap 345kV 68040 Kopprl Capacitor Yard - 68091 Navarro | Navarro | NORTH | 2028-12-31 | SOL | PV | 101.5 | 29 | Solar PV (land lease, not building) ¦ 102 MW ¦ COD 2028 (near-term) ¦ Has interconnection agreement
23INR0035 | Starling Solar | SS Completed, FIS Started, IA | Starling Solar, LLC | tap 138kV 7224 Luling - 7245 Gonzales | Gonzales | SOUTH | 2028-01-28 | SOL | PV | 144 | 29 | Solar PV (land lease, not building) ¦ 144 MW ¦ COD 2028 (near-term) ¦ Has interconnection agreement
27INR0348 | Johnson Grass Solar | SS Completed, FIS Started, No IA | Johnson Grass Solar ,LLC | Tap 138kV (#11395) Navigation - (#10054) Cattlemen | Mitchell | WEST | 2028-04-19 | SOL | PV | 195.8 | 29 | Solar PV (land lease, not building) ¦ 196 MW ¦ COD 2028 (near-term) ¦ Has interconnection agreement
27INR0351 | Saddle Horn Station Solar SLF | SS Completed, FIS Started, No IA | Saddle Horn Station LLC | 1650 COMANCHE_T8 - 290 SHILOHC 138 kV Line | Comanche | NORTH | 2028-09-11 | SOL | PV | 174.64 | 29 | Solar PV (land lease, not building) ¦ 175 MW ¦ COD 2028 (near-term) ¦ Has interconnection agreement
22INR0314 | Lan Solar SLF | SS Completed, FIS Started, No IA | BR Solar, LLC | Tap 345kV 1729 Valley South – 1692 Paris Switch | Lamar | NORTH | 2028-08-26 | SOL | PV | 182.2 | 29 | Solar PV (land lease, not building) ¦ 182 MW ¦ COD 2028 (near-term) ¦ Has interconnection agreement
23INR0215 | Big River Solar | SS Completed, FIS Started, No IA | Rio Grande River Solar LLC | tap 138kV 8299 Zapata - 8957 Lopeno4A | Zapata | SOUTH | 2028-12-31 | SOL | PV | 104.35 | 29 | Solar PV (land lease, not building) ¦ 104 MW ¦ COD 2028 (near-term) ¦ Has interconnection agreement
26INR0396 | Kodiak AGR1 | SS Completed, FIS Started, No IA | Hunt Energy Network, LLC | 38113 TNCOYOTSPG1 | Reeves | WEST | 2027-06-15 | OIL | OT | 132 | 29 | Other (OIL/OT) ¦ 132 MW ¦ COD 2027 (imminent - land deals NOW) ¦ Has interconnection agreement
25INR0154 | Nymphaea Solar | SS Completed, FIS Started, No IA | Nymphaea Solar, LLC | Tap 345kV 1730 Krum West Swtich - 6111 Riley7B | Wichita | WEST | 2028-07-01 | SOL | PV | 120.9 | 29 | Solar PV (land lease, not building) ¦ 121 MW ¦ COD 2028 (near-term) ¦ Has interconnection agreement
24INR0440 | Starling Solar | SS Completed, FIS Started, No IA | Starling Solar, LLC | 138-kV Birdhouse (7255) Starling Solar Phase II is a an addition of 42.24MW to the 23INR0035 (solar) filed in 2020. 23INR0181 (storage) was filed in 2021. | Gonzales | SOUTH | 2028-01-28 | SOL | PV | 144.5 | 29 | Solar PV (land lease, not building) ¦ 144 MW ¦ COD 2028 (near-term) ¦ Has interconnection agreement
26INR0121 | Pioneer Hutt Solar (Alternative POI) | SS Completed, FIS Started, No IA | NextEra Energy Interconnection Holdings LLC | TAP 345kV 11028 Odessa Ehv - 59901 Grelton (West C) | Midland | WEST | 2028-07-01 | SOL | PV | 116 | 29 | Solar PV (land lease, not building) ¦ 116 MW ¦ COD 2028 (near-term) ¦ Has interconnection agreement
28INR0208 | Strawberry Dunes Solar SLF | SS Completed, FIS Started, No IA | Strawberry Dunes LLC | Tap 138kV ROSSVILLESB8 (5718) to OAKSSW8 (5713) | Atascosa | SOUTH | 2028-06-30 | SOL | PV | 101.1 | 29 | Solar PV (land lease, not building) ¦ 101 MW ¦ COD 2028 (near-term) ¦ Has interconnection agreement
26INR0112 | Lemma Solar | SS Completed, FIS Started, No IA | Greening USA Corp. | 6088 Benjamin AEP 138kV | Knox | WEST | 2028-07-01 | SOL | PV | 100.61 | 29 | Solar PV (land lease, not building) ¦ 101 MW ¦ COD 2028 (near-term) ¦ Has interconnection agreement
29INR0085 | Firefly Fields Solar | SS Completed, FIS Started, No IA | Firefly Fields Energy Center LLC | Tap 138 kV <57640> <Rock Island> - <7258> <Glidden> | Colorado | SOUTH | 2028-09-30 | SOL | PV | 100.52 | 29 | Solar PV (land lease, not building) ¦ 101 MW ¦ COD 2028 (near-term) ¦ Has interconnection agreement
27INR0332 | White Wing Solar | SS Completed, FIS Started, No IA | White Wing Solar, LLC | Tap 345 kV (#60504) Tesla - (#6111) Riley | Wilbarger | WEST | 2028-07-01 | SOL | PV | 127.4 | 29 | Solar PV (land lease, not building) ¦ 127 MW ¦ COD 2028 (near-term) ¦ Has interconnection agreement
25INR0505 | Mud Cat Solar SLF | SS Completed, FIS Started, No IA | Mud Cat Solar, LLC | Tap 138KV 11768 Hawk Hollow – 1768 Deport | Lamar | NORTH | 2028-09-18 | SOL | PV | 100.5 | 29 | Solar PV (land lease, not building) ¦ 100 MW ¦ COD 2028 (near-term) ¦ Has interconnection agreement
27INR0455 | Yellow Leaf Solar | SS Completed, FIS Started, No IA | Lightsource Renewable Energy Development LLC | Tap 138kV Crandall (#2727) – Kaufman Northwest (#2724) | Kaufman | NORTH | 2028-09-25 | SOL | PV | 103.19 | 29 | Solar PV (land lease, not building) ¦ 103 MW ¦ COD 2028 (near-term) ¦ Has interconnection agreement
26INR0600 | Crocus Solar | SS Completed, FIS Started, No IA | Crocus Solar, LLC | Tap 138 kV Gunsolas Creek Sub (1660) – Breckenridge Tap (1613) | Stephens | NORTH | 2028-07-01 | SOL | PV | 102 | 29 | Solar PV (land lease, not building) ¦ 102 MW ¦ COD 2028 (near-term) ¦ Has interconnection agreement
27INR0219 | Galaxy Solar | SS Completed, FIS Started, No IA | Galaxy Solar, LLC | Stainback Switch (bus #2217) - Elrod Switch (bus #3159) | Ellis | NORTH | 2028-10-30 | SOL | PV | 177.32 | 29 | Solar PV (land lease, not building) ¦ 177 MW ¦ COD 2028 (near-term) ¦ Has interconnection agreement
24INR0360 | Blanket Ranch North Solar | SS Completed, FIS Started, No IA | Blanket Ranch North Solar, LLC | Tap 345kV 11441 CORN TRAIL SWITCH - 1444 BROWN SWITCH | Brown | NORTH | 2028-09-22 | SOL | PV | 188.5 | 29 | Solar PV (land lease, not building) ¦ 188 MW ¦ COD 2028 (near-term) ¦ Has interconnection agreement
24INR0358 | Blanket Ranch South Solar | SS Completed, FIS Started, No IA | Blanket Ranch South Solar, LLC | Tap 345kV 11441 CORN TRAIL SWITCH - 1444 BROWN SWITCH | Brown | NORTH | 2028-09-22 | SOL | PV | 101.3 | 29 | Solar PV (land lease, not building) ¦ 101 MW ¦ COD 2028 (near-term) ¦ Has interconnection agreement
27INR0330 | Wild Horse Desert Solar | SS Completed, FIS Started, No IA | Wild Horse Desert Solar, LLC | Tap 138kV 8613 Big Well - 8212 Dilley Switch | Dimmit | SOUTH | 2028-07-01 | SOL | PV | 120 | 29 | Solar PV (land lease, not building) ¦ 120 MW ¦ COD 2028 (near-term) ¦ Has interconnection agreement
28INR0305 | Iron Cowboy Solar | SS Completed, FIS Started, No IA | Vaquero II Solar, LLC | Bus #8920 Haisley 4A 138 kV | San Patricio | COASTAL | 2028-12-29 | SOL | PV | 120.69 | 29 | Solar PV (land lease, not building) ¦ 121 MW ¦ COD 2028 (near-term) ¦ Has interconnection agreement
24INR0124 | High Noon Solar | SS Completed, FIS Started, IA | High Noon Solar Project, LLC | Tap 138kV 445 Yates - 444 Covington | Hill | NORTH | 2028-05-09 | SOL | PV | 182 | 29 | Solar PV (land lease, not building) ¦ 182 MW ¦ COD 2028 (near-term) ¦ Has interconnection agreement
27INR0203 | Dunlay Solar | SS Completed, FIS Started, No IA | Medina PV, LLC | Tap 138kV 5813 PearsonSW - 5225 Hondo | Medina | SOUTH | 2028-06-01 | SOL | PV | 150.5 | 29 | Solar PV (land lease, not building) ¦ 150 MW ¦ COD 2028 (near-term) ¦ Has interconnection agreement
27INR0480 | Borden Dino Solar | SS Completed, FIS Started, No IA | Borden Dino Solar, LLC | 59905 FARADAY 345KV | Borden | WEST | 2028-07-01 | SOL | PV | 120.47 | 29 | Solar PV (land lease, not building) ¦ 120 MW ¦ COD 2028 (near-term) ¦ Has interconnection agreement
26INR0454 | Dove Creek Solar | SS Completed, FIS Started, No IA | Dove Creek Solar, LLC | Tap at Big Hill - Twin Buttes 345 kV line (76003 / 76009) | Tom Green | WEST | 2028-07-01 | SOL | PV | 163.6 | 29 | Solar PV (land lease, not building) ¦ 164 MW ¦ COD 2028 (near-term) ¦ Has interconnection agreement
26INR0452 | Cannibal Draw Solar | SS Completed, FIS Started, IA | Cannibal Draw Solar, LLC | Sand_Bluff 345 kV (59902) | Glasscock | WEST | 2028-04-10 | SOL | PV | 149.5 | 29 | Solar PV (land lease, not building) ¦ 150 MW ¦ COD 2028 (near-term) ¦ Has interconnection agreement
26INR0347 | Midfield PV Project SLF | SS Completed, FIS Started, No IA | HQC Solar Holdings 1, LLC | Tap 138kV 8121 Blessing - 8125 Lolita | Matagorda | COASTAL | 2028-07-01 | SOL | PV | 150 | 29 | Solar PV (land lease, not building) ¦ 150 MW ¦ COD 2028 (near-term) ¦ Has interconnection agreement
20INR0086 | Arroyo Solar | SS Completed, FIS Started, IA | BT Cantwell Solar, LLC | 345 KV Tap #8318 Rio Hondo - #8317 La Palma | Cameron | COASTAL | 2028-02-22 | SOL | PV | 100 | 29 | Solar PV (land lease, not building) ¦ 100 MW ¦ COD 2028 (near-term) ¦ Has interconnection agreement
26INR0365 | BLACK BEAR SOLAR | SS Completed, FIS Started, No IA | ESCONDIDO DRAW RESOURCES, LLC | #6564 ILLN4A 138 KV | Crockett | WEST | 2028-06-01 | SOL | PV | 102.9 | 29 | Solar PV (land lease, not building) ¦ 103 MW ¦ COD 2028 (near-term) ¦ Has interconnection agreement
29INR0050 | Amphion Solar Phase 1 | SS Completed, FIS Started, No IA | Amphion Solar, LLC | TAP 345KV (#5709) Fowlerton - (#5901) SAN MIGUEL LINE Ckt FOWRTN_SMIGL2 | Atascosa | SOUTH | 2028-09-01 | SOL | PV | 180.6 | 29 | Solar PV (land lease, not building) ¦ 181 MW ¦ COD 2028 (near-term) ¦ Has interconnection agreement
26INR0228 | Santa Monica Solar | SS Completed, FIS Started, No IA | Karol Solar IV | Tap 345 KV 68091 NAVARRO - 3381 BIGBRNW_5 Ckt 2 | Navarro | NORTH | 2028-09-20 | SOL | PV | 105.85 | 29 | Solar PV (land lease, not building) ¦ 106 MW ¦ COD 2028 (near-term) ¦ Has interconnection agreement
26INR0196 | Realitos Solar SLF | SS Completed, FIS Started, No IA | Mesquite Creek LLC | Bruni (#8297) – Crestonio (#8695) 138 kV line; AEP | Duval | SOUTH | 2028-12-15 | SOL | PV | 150.49 | 29 | Solar PV (land lease, not building) ¦ 150 MW ¦ COD 2028 (near-term) ¦ Has interconnection agreement
28INR0125 | Silverbell Solar | SS Completed, FIS Started, No IA | Silverbell Energy Center, LLC | Tap 138kV Rivercrest SES 1780 - Deport REA 1768 | Red River | NORTH | 2028-09-30 | SOL | PV | 125.59 | 29 | Solar PV (land lease, not building) ¦ 126 MW ¦ COD 2028 (near-term) ¦ Has interconnection agreement
26INR0318 | Sandford Solar | SS Completed, FIS Started, No IA | BT Sandford Solar, LLC | Tap 345kV Bird Dog (Bus #11736) - Jacksboro (Bus #1429) | Wise | NORTH | 2028-08-15 | SOL | PV | 126.18 | 29 | Solar PV (land lease, not building) ¦ 126 MW ¦ COD 2028 (near-term) ¦ Has interconnection agreement
27INR0373 | Velado Solar SLF | SS Completed, FIS Started, No IA | Velado Solar, LLC | Tap 138kV 78281 Dimmit - 8274 Conoco Chittam | Dimmit | SOUTH | 2028-09-14 | SOL | PV | 115.2 | 29 | Solar PV (land lease, not building) ¦ 115 MW ¦ COD 2028 (near-term) ¦ Has interconnection agreement
25INR0270 | Harryoung Solar | SS Completed, FIS Started, No IA | Gransolar Texas Four LLC | Tap 8319 Rio Hondo - SOUTH SANTA ROSA: 8359, 138kV | Cameron | COASTAL | 2028-05-15 | SOL | PV | 190.01 | 29 | Solar PV (land lease, not building) ¦ 190 MW ¦ COD 2028 (near-term) ¦ Has interconnection agreement
28INR0467 | Main Horn Solar | SS Started, FIS Started, No IA | Main Horn Solar LLC | 3387 Revolution 138 KV | Navarro | NORTH | 2028-09-08 | SOL | PV | 100.43 | 29 | Solar PV (land lease, not building) ¦ 100 MW ¦ COD 2028 (near-term) ¦ Has interconnection agreement
28INR0450 | Bunting Solar Project | SS Completed, FIS Started, No IA | H4 Solar Project LLC | LINE TAP: 138kV PALODUROSW8 (#5866) TO PEARSALLSUB8 (#5895) | Frio | SOUTH | 2028-09-15 | SOL | PV | 126.1 | 29 | Solar PV (land lease, not building) ¦ 126 MW ¦ COD 2028 (near-term) ¦ Has interconnection agreement
27INR0379 | Scrap Iron Solar | SS Completed, FIS Started, No IA | Energiekontor US Texas SP 15 LLC | Tap 138kV (#9) Bedias - (#15) Cross | Grimes | NORTH | 2028-09-01 | SOL | PV | 110.77 | 29 | Solar PV (land lease, not building) ¦ 111 MW ¦ COD 2028 (near-term) ¦ Has interconnection agreement
26INR0144 | Wittig Solar | SS Completed, FIS Started, No IA | Greenalia Solar Power Wittig LLC | 138 kV Gulftie (#43340) – San Bernard (#43110) | Wharton | SOUTH | 2028-10-30 | SOL | PV | 106.9 | 29 | Solar PV (land lease, not building) ¦ 107 MW ¦ COD 2028 (near-term) ¦ Has interconnection agreement
28INR0068 | Alpujarra Solar | SS Completed, FIS Started, No IA | Greening USA Corp. | 5521 GALOW 138 KV | Wharton | SOUTH | 2028-05-01 | SOL | PV | 112.5 | 29 | Solar PV (land lease, not building) ¦ 112 MW ¦ COD 2028 (near-term) ¦ Has interconnection agreement
26INR0147 | Seven Springs Solar | SS Completed, FIS Started, IA | Hancock Springs, LLC | Tap 7061 COPPERAS COVE 7260 Kempner 138kV | Lampasas | NORTH | 2028-05-26 | SOL | PV | 145 | 29 | Solar PV (land lease, not building) ¦ 145 MW ¦ COD 2028 (near-term) ¦ Has interconnection agreement
27INR0288 | Rain Lily Solar 1 | SS Completed, FIS Started, No IA | Rain Lily Solar 1 LLC | Tap 138kV #350 ABBYBEND - #363 HOOD | Hood | NORTH | 2028-10-15 | SOL | PV | 147.76 | 29 | Solar PV (land lease, not building) ¦ 148 MW ¦ COD 2028 (near-term) ¦ Has interconnection agreement
24INR0582 | Panther Creek 2 Repower | SS Completed, FIS Completed, No IA | Panther Creek Wind Farm I&II, LLC | Longshore 345kV [Bus# 1058] | Glasscock | WEST | 2026-03-01 | WIN | WT | 8 | 28 | Wind (land lease only) ¦ COD 2026 (imminent - land deals NOW) ¦ IA signed + FIS complete (most advanced)
29INR0220 | Paint Brush PV3 | SS Completed, FIS Started, No IA | Renew Development HoldCo LLC | Tap 345 1444 Brown Switch – 60040 Bluff Creek Switch | Coleman | WEST | 2029-12-31 | SOL | PV | 251.5 | 28 | Solar PV (land lease, not building) ¦ 252 MW (mid-size) ¦ COD 2029 (mid-term) ¦ Has interconnection agreement
17INR0070 | Desert Sky repower | SS Completed, FIS Completed, IA | DESERT SKY WIND FARM LLC | two LCRA 138kV | Pecos | WEST | 2023-05-16 | WIN | WT | 7.2 | 28 | Wind (land lease only) ¦ COD 2023 (imminent - land deals NOW) ¦ IA signed + FIS complete (most advanced)
17INR0069 | Trent repower | SS Completed, FIS Completed, IA | TRENT WIND FARM LLC | 1338 Eskota 138kV | Nolan | WEST | 2026-01-01 | WIN | WT | 6.4 | 28 | Wind (land lease only) ¦ COD 2026 (imminent - land deals NOW) ¦ IA signed + FIS complete (most advanced)
17INR0068 | Sweetwater 2 repower | SS Completed, FIS Completed, IA | Leeward Energy | 71050 Bitter Creek 345kV | Nolan | WEST | 2024-11-30 | WIN | WT | 7.3 | 28 | Wind (land lease only) ¦ COD 2024 (imminent - land deals NOW) ¦ IA signed + FIS complete (most advanced)
17INR0054 | Capricorn I & III repower | SS Completed, FIS Completed, IA | Nextera | 180757 Capricorn Ridge 3 138kV | Sterling | WEST | 2026-05-31 | WIN | WT | 32 | 28 | Wind (land lease only) ¦ COD 2026 (imminent - land deals NOW) ¦ IA signed + FIS complete (most advanced)
17INR0053 | HHGT repower Horse13+CallD | SS Completed, FIS Completed, IA | Nextera | 7046 Kendal 345kV | Taylor | WEST | 2026-09-30 | WIN | WT | 44 | 28 | Wind (land lease only) ¦ COD 2026 (imminent - land deals NOW) ¦ IA signed + FIS complete (most advanced)
17INR0052 | Horse13 CallD repower | SS Completed, FIS Completed, IA | Nextera | 6216 Bluff Creek 138kV | Taylor | WEST | 2026-09-30 | WIN | WT | 44 | 28 | Wind (land lease only) ¦ COD 2026 (imminent - land deals NOW) ¦ IA signed + FIS complete (most advanced)
29INR0171 | Sweetheart Solar | SS Completed, FIS Started, No IA | Sweetheart Energy, LLC | Tap 345kV #1430 GRAHAM SES - # 17002 GARVEY ROAD SWITCH | Young | WEST | 2029-02-14 | SOL | PV | 301.14 | 28 | Solar PV (land lease, not building) ¦ 301 MW (mid-size) ¦ COD 2029 (mid-term) ¦ Has interconnection agreement
29INR0160 | Cazadores Solar | SS Completed, FIS Started, No IA | OCI Energy LLC | (80079) CRUCE7A – (5901) MIGUEL5 | Duval | SOUTH | 2029-04-10 | SOL | PV | 301.62 | 28 | Solar PV (land lease, not building) ¦ 302 MW (mid-size) ¦ COD 2029 (mid-term) ¦ Has interconnection agreement
28INR0229 | Allthorn Solar | SS Completed, FIS Started, No IA | ALLTHORN SOLAR, LLC | Tap 138 kV BRUNI4A (#8297) - CRESTONI4A (#8695) | Duval | SOUTH | 2029-01-15 | SOL | PV | 231.5 | 28 | Solar PV (land lease, not building) ¦ 232 MW (mid-size) ¦ COD 2029 (mid-term) ¦ Has interconnection agreement
29INR0184 | Gridline Solar | SS Completed, FIS Started, No IA | Big Lake Ranch LLC | 76005 Schneeman Draw LCRA | Crockett | WEST | 2029-07-01 | SOL | PV | 400 | 28 | Solar PV (land lease, not building) ¦ 400 MW (mid-size) ¦ COD 2029 (mid-term) ¦ Has interconnection agreement
29INR0183 | Glass Mountain Solar 1 | SS Completed, FIS Started, No IA | Glass Mountain Solar, LLC | Tap 345 60404 SOLSTICE - 18669 TOYAHCRK_5 | Pecos | WEST | 2029-02-05 | SOL | PV | 304.3 | 28 | Solar PV (land lease, not building) ¦ 304 MW (mid-size) ¦ COD 2029 (mid-term) ¦ Has interconnection agreement
29INR0182 | Glass Mountain Solar 2 | SS Completed, FIS Started, No IA | Glass Mountain Solar, LLC | Tap 345 kV 60404 SOLSTICE - 18669 TOYAHCRK_5 | Pecos | WEST | 2029-03-22 | SOL | PV | 304.3 | 28 | Solar PV (land lease, not building) ¦ 304 MW (mid-size) ¦ COD 2029 (mid-term) ¦ Has interconnection agreement
29INR0181 | Glass Mountain Solar Solstice | SS Completed, FIS Started, No IA | Glass Mountain Solar, LLC | 60404 SOLSTICE 345 kV | Pecos | WEST | 2029-10-20 | SOL | PV | 304 | 28 | Solar PV (land lease, not building) ¦ 304 MW (mid-size) ¦ COD 2029 (mid-term) ¦ Has interconnection agreement
29INR0196 | Two Step Solar | SS Completed, FIS Started, No IA | Two Step Solar, LLC | Tap 345kV 1907 Venus - 68091 Navarro | Ellis | NORTH | 2029-09-17 | SOL | PV | 402.06 | 28 | Solar PV (land lease, not building) ¦ 402 MW (mid-size) ¦ COD 2029 (mid-term) ¦ Has interconnection agreement
24INR0627 | Champion Wind Repower | SS Completed, FIS Completed, IA | Champion Wind Farm, LLC | Bus# 1048 - Tonkawa | Nolan | WEST | 2025-05-09 | WIN | WT | 0.31 | 28 | Wind (land lease only) ¦ COD 2025 (imminent - land deals NOW) ¦ IA signed + FIS complete (most advanced)
28INR0324 | Barkley Creek Solar | SS Completed, FIS Started, No IA | 174 Power Global Properties, LLC | Tap 345 kV Line from Russel Gap Switch (Bus# 3348) - Killeen Switch (Bus# 3422) | Lampasas | NORTH | 2029-10-15 | SOL | PV | 312.37 | 28 | Solar PV (land lease, not building) ¦ 312 MW (mid-size) ¦ COD 2029 (mid-term) ¦ Has interconnection agreement
28INR0335 | Oak Valley Solar | SS Completed, FIS Started, No IA | Oak Valley Solar LLC | 68091 (Navarro) (345) | Navarro | NORTH | 2029-09-28 | SOL | PV | 251.3 | 28 | Solar PV (land lease, not building) ¦ 251 MW (mid-size) ¦ COD 2029 (mid-term) ¦ Has interconnection agreement
27INR0309 | Tall Saddle Solar | SS Completed, FIS Started, No IA | Tall Saddle Solar, LLC | 80076 AJO SUBSTATION 345kV | Kenedy | COASTAL | 2029-10-15 | SOL | PV | 252.3 | 28 | Solar PV (land lease, not building) ¦ 252 MW (mid-size) ¦ COD 2029 (mid-term) ¦ Has interconnection agreement
28INR0343 | Amphion Solar Phase 2 | SS Completed, FIS Started, No IA | Amphion Solar, LLC | TAP 345KV (#5709) Fowlerton - (#5901) SAN MIGUEL LINE Ckt-2 | Atascosa | SOUTH | 2029-05-15 | SOL | PV | 205.9 | 28 | Solar PV (land lease, not building) ¦ 206 MW (mid-size) ¦ COD 2029 (mid-term) ¦ Has interconnection agreement
26INR0527 | Mandolin Solar SLF | SS Completed, FIS Started, No IA | Mandolin Energy Center I, LLC | Tap 345kV 80355 Del Sol - 80227 Rapido | Starr | SOUTH | 2029-06-15 | SOL | PV | 300 | 28 | Solar PV (land lease, not building) ¦ 300 MW (mid-size) ¦ COD 2029 (mid-term) ¦ Has interconnection agreement
27INR0453 | Roboman Solar | SS Completed, FIS Started, No IA | Roboman Solar, LLC | Tap 345 kV (#76009) Twin Buttes – (#76090) Divide Ckt 1 | Coke | WEST | 2029-07-01 | SOL | PV | 272.6 | 28 | Solar PV (land lease, not building) ¦ 273 MW (mid-size) ¦ COD 2029 (mid-term) ¦ Has interconnection agreement
24INR0156 | Moonstone Solar Project | SS Completed, FIS Completed, IA | Moon Stone Solar Farm, LLC | Tap 138kV Eagle Creek (5132) to Floresville (5155) | Wilson | SOUTH | 2029-03-31 | SOL | PV | 145.81 | 28 | Solar PV (land lease, not building) ¦ 146 MW ¦ COD 2029 (mid-term) ¦ IA signed + FIS complete (most advanced)
29INR0122 | Sundance Solar | SS Completed, FIS Started, No IA | Sundance Solar, LLC | (#6076) Foxtail - (#60791) Perigee 345kV Line | Knox | WEST | 2029-07-18 | SOL | PV | 301 | 28 | Solar PV (land lease, not building) ¦ 301 MW (mid-size) ¦ COD 2029 (mid-term) ¦ Has interconnection agreement
25INR0512 | Monument Hill Solar | SS Completed, FIS Started, IA | RWE Solar Development, LLC | Tap 345kV 7055 Fayette - 9074 Lytton Springs | Fayette | SOUTH | 2029-06-30 | SOL | PV | 200 | 28 | Solar PV (land lease, not building) ¦ 200 MW (mid-size) ¦ COD 2029 (mid-term) ¦ Has interconnection agreement
23INR0202 | Erath County Solar | SS Completed, FIS Started, IA | Erath County Solar, LLC | tap 345kV 68020 Romney1E - 68030 KopperlW | Erath | NORTH | 2029-01-31 | SOL | PV | 207.4 | 28 | Solar PV (land lease, not building) ¦ 207 MW (mid-size) ¦ COD 2029 (mid-term) ¦ Has interconnection agreement
28INR0212 | Badger Solar | SS Completed, FIS Started, No IA | 174 Power Global Properties, LLC | 345 kV North McCamey Substation (Bus# 76000) | Upton | WEST | 2029-05-25 | SOL | PV | 301.83 | 28 | Solar PV (land lease, not building) ¦ 302 MW (mid-size) ¦ COD 2029 (mid-term) ¦ Has interconnection agreement
28INR0303 | Kuy Creek Solar 1 SLF | SS Completed, FIS Started, No IA | Kuy Creek Solar 1 LLC | Tap Coleto Creek (Bus # 8162) - Victoria (Bus# 8172) 138 kV CKT 1 | Goliad | SOUTH | 2029-03-20 | SOL | PV | 234.87 | 28 | Solar PV (land lease, not building) ¦ 235 MW (mid-size) ¦ COD 2029 (mid-term) ¦ Has interconnection agreement
25INR0193 | Nockenut Springs Solar 4 | SS Completed, FIS Started, No IA | Pecan Springs Energy, LLC | The 345 kV Elm Creek - South Texas Project Line (Bus #5133 - #5915) | Gonzales | SOUTH | 2029-06-05 | SOL | PV | 201.15 | 28 | Solar PV (land lease, not building) ¦ 201 MW (mid-size) ¦ COD 2029 (mid-term) ¦ Has interconnection agreement
24INR0407 | Mercury Solar III | SS Completed, FIS Started, No IA | Mercury Solar | 68092 Liberty Station 345kV | Hill | NORTH | 2029-04-01 | SOL | PV | 203.5 | 28 | Solar PV (land lease, not building) ¦ 204 MW (mid-size) ¦ COD 2029 (mid-term) ¦ Has interconnection agreement
29INR0124 | Apricot Sun Solar | SS Completed, FIS Started, No IA | Apricot Sun Energy Center, LLC | Tap 80079 (Cruce) - 5901 (San Miguel) 345 kV Ckt 1 | Duval | SOUTH | 2029-09-30 | SOL | PV | 200.84 | 28 | Solar PV (land lease, not building) ¦ 201 MW (mid-size) ¦ COD 2029 (mid-term) ¦ Has interconnection agreement
29INR0219 | Cenizo Solar | SS Completed, FIS Started, No IA | Renew Development Holdco, LLC | Tap 345 kV 80220 Cenizo - 80079 Cruce | Webb | SOUTH | 2029-12-31 | SOL | PV | 301.39 | 28 | Solar PV (land lease, not building) ¦ 301 MW (mid-size) ¦ COD 2029 (mid-term) ¦ Has interconnection agreement
29INR0188 | Star Of Texas Solar | SS Completed, FIS Started, No IA | BOULEVARD ASSOCIATES, LLC | Tap AEP Solstice (60404) to Bakersfield (76002) 345kV | Pecos | WEST | 2029-07-01 | SOL | PV | 415 | 28 | Solar PV (land lease, not building) ¦ 415 MW (mid-size) ¦ COD 2029 (mid-term) ¦ Has interconnection agreement
29INR0255 | Los Toros Energy Center Solar SLF | SS Started, FIS Started, No IA | Los Toros Energy Center, LLC | 1169 ALKALI_LAKE 138kV | Dawson | WEST | 2029-09-01 | SOL | PV | 401.4 | 28 | Solar PV (land lease, not building) ¦ 401 MW (mid-size) ¦ COD 2029 (mid-term) ¦ Has interconnection agreement
29INR0279 | Tierra Loma Solar | SS Started, FIS Started, No IA | Tierra Loma Solar, LLC | Tap 345 kV #18668 ROCK DRAW - #76000 NORTH MCCAMEY ckt 1 | Crane | WEST | 2029-09-01 | SOL | PV | 250 | 28 | Solar PV (land lease, not building) ¦ 250 MW (mid-size) ¦ COD 2029 (mid-term) ¦ Has interconnection agreement
18INR0064 | Silver Star repower | SS Completed, FIS Completed, IA | Silver Star I Power Partners, LLC | 1642 Flat Creek 138kV | Eastland | NORTH | 2026-04-01 | WIN | WT | -7.2 | 28 | Wind (land lease only) ¦ COD 2026 (imminent - land deals NOW) ¦ IA signed + FIS complete (most advanced)
18INR0069 | Indian Mesa repower | SS Completed, FIS Completed, IA | Nextera | 76019 Indian NWP 138kV | Pecos | WEST | 2026-12-31 | WIN | WT | 9.3 | 28 | Wind (land lease only) ¦ COD 2026 (imminent - land deals NOW) ¦ IA signed + FIS complete (most advanced)
23INR0473 | Sepanta Solar | SS Completed, FIS Started, No IA | BREG - Belgian Renewable Energy Group | 1339 ESKOTA_9 138kV (PSS/E BUS #1339, Station Name: ESKOTA_8, kV: 138 kV) Property is adjacent (West) to the Oncor Sweetwater Eskota Switch #1339. POI would simply be on the other side of the fence of the switch. | Nolan | WEST | 2029-09-18 | SOL | PV | 217.26 | 28 | Solar PV (land lease, not building) ¦ 217 MW (mid-size) ¦ COD 2029 (mid-term) ¦ Has interconnection agreement
29INR0187 | Roan Solar Phase 2 | SS Completed, FIS Started, No IA | Roan Solar, LLC | Divide (#76090) to Sand Bluff Wind Farm (#59902) 345 kV | Sterling | WEST | 2029-12-15 | SOL | PV | 205.9 | 28 | Solar PV (land lease, not building) ¦ 206 MW (mid-size) ¦ COD 2029 (mid-term) ¦ Has interconnection agreement
29INR0185 | Roan Solar Phase 1 | SS Completed, FIS Started, No IA | Roan Solar, LLC | Divide (#76090) to Sand Bluff Wind Farm (#59902) 345 kV | Sterling | WEST | 2029-04-30 | SOL | PV | 205.9 | 28 | Solar PV (land lease, not building) ¦ 206 MW (mid-size) ¦ COD 2029 (mid-term) ¦ Has interconnection agreement
29INR0163 | Brazos Bend Solar SLF | SS Completed, FIS Started, No IA | Grenergy USA | 345 kV Line (3765) GRISTMILL_5 to (39950) TNTNP_ONE_3 | Milam | SOUTH | 2029-09-17 | SOL | PV | 243 | 28 | Solar PV (land lease, not building) ¦ 243 MW (mid-size) ¦ COD 2029 (mid-term) ¦ Has interconnection agreement
28INR0023 | Silverton Solar | SS Completed, FIS Started, No IA | NextEra Energy Interconnection Holdings, LLC | Tap 345kV 23914 Tule Canyon - 79001 Cross_W1 | Briscoe | PANHANDLE | 2029-07-01 | SOL | PV | 410 | 28 | Solar PV (land lease, not building) ¦ 410 MW (mid-size) ¦ COD 2029 (mid-term) ¦ Has interconnection agreement
28INR0385 | Galaxy Solar 2 | SS Completed, FIS Started, No IA | Galaxy Solar 2, LLC | 3/4-Breaker Ring Bus at 345kV Venus Switch (#1907) BKR 4920 - Navarro Switch (LST) (#68091) BKR 3B3134/3B3127 | Ellis | NORTH | 2029-10-30 | SOL | PV | 301.64 | 28 | Solar PV (land lease, not building) ¦ 302 MW (mid-size) ¦ COD 2029 (mid-term) ¦ Has interconnection agreement
29INR0082 | Peach Creek Solar | SS Completed, FIS Started, No IA | Acciona Energy USA Global LLC | 44040 Bailey 345 kV | Wharton | SOUTH | 2029-09-30 | SOL | PV | 300 | 28 | Solar PV (land lease, not building) ¦ 300 MW (mid-size) ¦ COD 2029 (mid-term) ¦ Has interconnection agreement
26INR0171 | Lazy U Solar 1 | SS Completed, FIS Started, No IA | Lazy U Solar 1 | Tap 345kV 60505 EDITHCLA7B - 60501 TESLA7A ckt2 | Hardeman | WEST | 2029-06-30 | SOL | PV | 252 | 28 | Solar PV (land lease, not building) ¦ 252 MW (mid-size) ¦ COD 2029 (mid-term) ¦ Has interconnection agreement
26INR0172 | Lazy U Solar 2 | SS Completed, FIS Started, No IA | Lazy U Solar 2 | Tap 345kV 60505 EDITHCLA7B - 60501 TESLA7A CKT2 | Hardeman | WEST | 2029-06-30 | SOL | PV | 252 | 28 | Solar PV (land lease, not building) ¦ 252 MW (mid-size) ¦ COD 2029 (mid-term) ¦ Has interconnection agreement
26INR0161 | Timberline Solar | SS Completed, FIS Started, No IA | Timberline Renewables, LLC | Tap 345 kV 3119 Nacogdoches SE - 3116 Mt Enterprise | Nacogdoches | NORTH | 2029-04-20 | SOL | PV | 201 | 28 | Solar PV (land lease, not building) ¦ 201 MW (mid-size) ¦ COD 2029 (mid-term) ¦ Has interconnection agreement
28INR0059 | Verily Solar (FKA Cuello De Cuero Solar) | SS Completed, FIS Started, No IA | NextEra Energy Interconnection Holdings, LLC | 80078 Reforzar Switch Station 345kV | Brooks | SOUTH | 2029-07-01 | SOL | PV | 261 | 28 | Solar PV (land lease, not building) ¦ 261 MW (mid-size) ¦ COD 2029 (mid-term) ¦ Has interconnection agreement
25INR0280 | Nockenut Springs Solar 5 | SS Completed, FIS Started, No IA | Pecan Springs Energy, LLC | Tap 345 kV 5133 Elm Creek - 5915 South Texas Project | Gonzales | SOUTH | 2029-06-05 | SOL | PV | 201.15 | 28 | Solar PV (land lease, not building) ¦ 201 MW (mid-size) ¦ COD 2029 (mid-term) ¦ Has interconnection agreement
27INR0141 | Bluefox Solar 1 | SS Completed, FIS Started, No IA | Industrial November Project LLC | #8754 Zoisite 345kV | Matagorda | COASTAL | 2029-05-31 | SOL | PV | 402.6 | 28 | Solar PV (land lease, not building) ¦ 403 MW (mid-size) ¦ COD 2029 (mid-term) ¦ Has interconnection agreement
27INR0144 | Angel City Solar | SS Completed, FIS Started, No IA | Angel City Energy Center, LLC | Coleto Creek (# 8164) AEP – Pawnee (#5725) STEC, 25.9 miles from Coleto Creek, 28.2 miles from Pawnee Sub. POI co-ordinates: 28.755, -97.583 | Goliad | SOUTH | 2029-09-30 | SOL | PV | 221.02 | 28 | Solar PV (land lease, not building) ¦ 221 MW (mid-size) ¦ COD 2029 (mid-term) ¦ Has interconnection agreement
27INR0362 | Hamlet Solar SLF | SS Completed, FIS Started, No IA | Hamlet Solar, LLC | Tap 138kV #5895 PEARSALL - #5827 MOORE | Frio | SOUTH | 2029-09-04 | SOL | PV | 201 | 28 | Solar PV (land lease, not building) ¦ 201 MW (mid-size) ¦ COD 2029 (mid-term) ¦ Has interconnection agreement
21INR0532 | Brazos Wind Repower | SS Completed, FIS Completed, No IA | BRAZOS WIND VENTURES, LLC | 1064 Sun 138kV | Scurry | WEST | 2025-11-14 | WIN | WT | 22.4 | 28 | Wind (land lease only) ¦ COD 2025 (imminent - land deals NOW) ¦ IA signed + FIS complete (most advanced)
29INR0019 | Infinium Solar | SS Completed, FIS Started, No IA | Jackalope Flats Solar, LLC | #1058 Longshore Switch - #18548 Prairieland Switch 345kV Ckt 1 | Howard | WEST | 2029-07-01 | SOL | PV | 401.6 | 28 | Solar PV (land lease, not building) ¦ 402 MW (mid-size) ¦ COD 2029 (mid-term) ¦ Has interconnection agreement
27INR0435 | Clairemont Solar 1 | SS Completed, FIS Started, IA | Clairemont Solar LLC | 59908 Novaprime 345kV | Kent | WEST | 2029-02-13 | SOL | PV | 251.75 | 28 | Solar PV (land lease, not building) ¦ 252 MW (mid-size) ¦ COD 2029 (mid-term) ¦ Has interconnection agreement
24INR0007 | Nockenut Springs Solar 2 | SS Completed, FIS Started, IA | Pecan Springs Energy, LLC | tap 345kV 5133 Elm Creek - 5915 STP ckt 1 | Guadalupe | SOUTH | 2029-06-05 | SOL | PV | 203.26 | 28 | Solar PV (land lease, not building) ¦ 203 MW (mid-size) ¦ COD 2029 (mid-term) ¦ Has interconnection agreement
19INR0120 | Sherbino II Wind repower | SS Completed, FIS Completed, IA | Sherbino II Wind Farm LLC | 38430 TN White Baker 138kV | Pecos | WEST | 2026-04-01 | WIN | WT | -18 | 28 | Wind (land lease only) ¦ COD 2026 (imminent - land deals NOW) ¦ IA signed + FIS complete (most advanced)
27INR0385 | Straight Spur Solar | SS Completed, FIS Started, No IA | ENGIE IR Holdings LLC | Tap 345 kV ClearFork (Bus #23876) to Gardenale Switch (Bus #11157) | Andrews | WEST | 2029-04-01 | SOL | PV | 251.8 | 28 | Solar PV (land lease, not building) ¦ 252 MW (mid-size) ¦ COD 2029 (mid-term) ¦ Has interconnection agreement
28INR0476 | Pease River Solar | SS Completed, FIS Started, No IA | Pease River Solar LLC | Tap 345kV 6101 RILEY7A - 60505 EDITHCLA7B | Foard | WEST | 2029-06-30 | SOL | PV | 276.35 | 28 | Solar PV (land lease, not building) ¦ 276 MW (mid-size) ¦ COD 2029 (mid-term) ¦ Has interconnection agreement
28INR0464 | Grayback Solar | SS Completed, FIS Started, No IA | Grayback Solar, LLC | To Riley7A Substation (#6101) | Wilbarger | WEST | 2029-09-01 | SOL | PV | 221.81 | 28 | Solar PV (land lease, not building) ¦ 222 MW (mid-size) ¦ COD 2029 (mid-term) ¦ Has interconnection agreement
28INR0005 | Tetris Solar | SS Completed, FIS Started, No IA | NextEra Energy Interconnection Holdings LLC | TAP 345kV 80307 Del Sol 7C - 80225 Cenizo 7C | Zapata | SOUTH | 2029-07-01 | SOL | PV | 359 | 28 | Solar PV (land lease, not building) ¦ 359 MW (mid-size) ¦ COD 2029 (mid-term) ¦ Has interconnection agreement
28INR0013 | Varadero Solar | SS Completed, FIS Started, No IA | NextEra Energy Interconnection Holdings, LLC | #68092 Liberty Station 345kV | Limestone | NORTH | 2029-04-01 | SOL | PV | 206 | 28 | Solar PV (land lease, not building) ¦ 206 MW (mid-size) ¦ COD 2029 (mid-term) ¦ Has interconnection agreement
19INR0174 | Elbow Creek repower | SS Completed, FIS Completed, IA | Elbow Creek Wind Project, LLC | 1058 Longshore 345kV | Howard | WEST | 2026-07-01 | WIN | WT | 0 | 28 | Wind (land lease only) ¦ COD 2026 (imminent - land deals NOW) ¦ IA signed + FIS complete (most advanced)
29INR0011 | Aurelius 3 Solar | SS Completed, FIS Started, No IA | IP Roman III, LLC | 23908 Deaf Smith station 345 kV. This INR has a 600 MW PUN load at the medium voltage side of the MPTs for a total of 1800 MW PUN load (refer to the substation SLD). | Deaf Smith | PANHANDLE | 2029-03-31 | SOL | PV | 445.4 | 28 | Solar PV (land lease, not building) ¦ 445 MW (mid-size) ¦ COD 2029 (mid-term) ¦ Has interconnection agreement
28INR0179 | Sunburst Solar | SS Completed, FIS Started, No IA | Indigo Solar, LLC | KATOEN (Bus#8579) | San Patricio | COASTAL | 2029-03-16 | SOL | PV | 301.6 | 28 | Solar PV (land lease, not building) ¦ 302 MW (mid-size) ¦ COD 2029 (mid-term) ¦ Has interconnection agreement
20INR0019 | Trinity Hills Wind repower | SS Completed, FIS Completed, IA | Trinity Hills Wind Farm LLC | 17002 Garvey Rd 345kV | Young | WEST | 2026-04-01 | WIN | WT | -27 | 28 | Wind (land lease only) ¦ COD 2026 (imminent - land deals NOW) ¦ IA signed + FIS complete (most advanced)
26INR0311 | Senator Aggreko Solar | SS Completed, FIS Started, IA | Senator Aggreko Solar LLC | 138 kV Sunglow Substation (#78016) | Maverick | SOUTH | 2029-03-31 | SOL | PV | 251 | 28 | Solar PV (land lease, not building) ¦ 251 MW (mid-size) ¦ COD 2029 (mid-term) ¦ Has interconnection agreement
24INR0578 | Panther Creek 1 Repower | SS Completed, FIS Completed, No IA | Panther Creek Wind Farm I&II, LLC | 1058 Longshore 345kV | Glasscock | WEST | 2026-03-01 | WIN | WT | 11 | 28 | Wind (land lease only) ¦ COD 2026 (imminent - land deals NOW) ¦ IA signed + FIS complete (most advanced)
18INR0073 | Sweetwater 1 repower | SS Completed, FIS Completed, IA | Leeward Energy | 71050 Bitter Creek 345kV | Nolan | WEST | 2024-11-30 | WIN | WT | 3 | 28 | Wind (land lease only) ¦ COD 2024 (imminent - land deals NOW) ¦ IA signed + FIS complete (most advanced)
24INR0632 | Cedro Hill Wind Repower | SS Completed, FIS Completed, IA | CEDRO HILL WIND LLC | 80439 LA QUINTA 138kV | Webb | SOUTH | 2026-04-01 | WIN | WT | 9.93 | 28 | Wind (land lease only) ¦ COD 2026 (imminent - land deals NOW) ¦ IA signed + FIS complete (most advanced)
18INR0080 | Woodward 2 repower | SS Completed, FIS Completed, IA | Nextera | 60400 Lynx 138kV | Pecos | WEST | 2026-12-31 | WIN | WT | 0 | 28 | Wind (land lease only) ¦ COD 2026 (imminent - land deals NOW) ¦ IA signed + FIS complete (most advanced)
18INR0079 | Woodward I repower | SS Completed, FIS Completed, IA | Nextera | 60400 Lynx 138kV | Pecos | WEST | 2026-12-31 | WIN | WT | 0 | 28 | Wind (land lease only) ¦ COD 2026 (imminent - land deals NOW) ¦ IA signed + FIS complete (most advanced)
29INR0226 | Velveteen Solar III | SS Started, FIS Started, No IA | Velveteen Solar III, LLC | Tap into 6076 FOXTAIL- 6100 OKLAUNION | Baylor | WEST | 2029-12-15 | SOL | PV | 200.7 | 28 | Solar PV (land lease, not building) ¦ 201 MW (mid-size) ¦ COD 2029 (mid-term) ¦ Has interconnection agreement
29INR0231 | Copper Canyon Solar | SS Started, FIS Started, No IA | Lightsource Renewable Energy US LLC | Tap 138kV 6473 BENFICKL4A - 6442 REDCREEK4A | Tom Green | WEST | 2029-12-21 | SOL | PV | 200.95 | 28 | Solar PV (land lease, not building) ¦ 201 MW (mid-size) ¦ COD 2029 (mid-term) ¦ Has interconnection agreement
29INR0225 | Velveteen Solar II | SS Started, FIS Started, No IA | Velveteen Solar II, LLC | Tap into 6076 FOXTAIL- 6100 OKLAUNION | Baylor | WEST | 2029-12-15 | SOL | PV | 300.9 | 28 | Solar PV (land lease, not building) ¦ 301 MW (mid-size) ¦ COD 2029 (mid-term) ¦ Has interconnection agreement
29INR0221 | Paint Brush PV4 | SS Completed, FIS Started, No IA | Renew Development HoldCo LLC | Tap 345 1444 Brown Switch – 60040 Bluff Creek Switch | Coleman | WEST | 2029-12-31 | SOL | PV | 251.5 | 28 | Solar PV (land lease, not building) ¦ 252 MW (mid-size) ¦ COD 2029 (mid-term) ¦ Has interconnection agreement
22INR0374 | Inertia Solar | SS Completed, FIS Started, IA | Inertia Solar Project, LLC | tap 345kV 60515 Clear Crossing - 6104 Smoky Hill | Haskell | WEST | 2029-03-31 | SOL | PV | 202.39 | 28 | Solar PV (land lease, not building) ¦ 202 MW (mid-size) ¦ COD 2029 (mid-term) ¦ Has interconnection agreement
25INR0010 | Nockenut Springs Solar 3 | SS Completed, FIS Started, No IA | Pecan Springs Energy, LLC | tap 345kV 5133 Elm Creek - 5915 STP ckt 1 | Gonzales | SOUTH | 2029-06-05 | SOL | PV | 201.4 | 28 | Solar PV (land lease, not building) ¦ 201 MW (mid-size) ¦ COD 2029 (mid-term) ¦ Has interconnection agreement
21INR0546 | Anchor Wind III | SS Completed, FIS Completed, IA | RANCHLAND WIND PROJECT LLC | 345 kV Aspire Station (68011) | Eastland | NORTH | 2025-12-29 | WIN | WT | 16 | 28 | Wind (land lease only) ¦ COD 2025 (imminent - land deals NOW) ¦ IA signed + FIS complete (most advanced)
30INR0043 | La Morena Energy Center Solar | SS Completed, FIS Started, No IA | Adapture Solar Development | Tap 345 kV (80225) CENIZO7C - (80307) DELSOL7C | Zapata | SOUTH | 2029-05-07 | SOL | PV | 250 | 28 | Solar PV (land lease, not building) ¦ 250 MW (mid-size) ¦ COD 2029 (mid-term) ¦ Has interconnection agreement
27INR0261 | Tipperary Solar | SS Completed, FIS Started, No IA | Tippsol | 6498 Live Oak AEP 69kV | Schleicher | WEST | 2028-03-15 | SOL | PV | 60.16 | 27 | Solar PV (land lease, not building) ¦ 60 MW (small) ¦ COD 2028 (near-term) ¦ Has interconnection agreement
27INR0292 | Donelson Solar SLF | SS Completed, FIS Started, No IA | Donelson Solar | Tap the 69 kV Bagwell (#1785) - Clarksville (#11784) line, ONCOR | Red River | NORTH | 2028-10-17 | SOL | PV | 75.44 | 27 | Solar PV (land lease, not building) ¦ 75 MW (small) ¦ COD 2028 (near-term) ¦ Has interconnection agreement
31INR0010 | LOST PINES GAS RECIP PHASE 2 | SS Completed, FIS Started, IA | LCRA | (#170174) LOST PINES 345 kV | Bastrop | SOUTH | 2031-05-10 | GAS | IC | 113.02 | 27 | Gas internal combustion ¦ 113 MW ¦ COD 2031 (speculative) ¦ Has interconnection agreement
25INR0021 | Findley Solar | SS Completed, FIS Started, No IA | Adon Texas Sixteen LLC | Tap 69kV #107 Prairie Hill - #99 Ben Hur | Limestone | NORTH | 2028-01-01 | SOL | PV | 50.34 | 27 | Solar PV (land lease, not building) ¦ 50 MW (small) ¦ COD 2028 (near-term) ¦ Has interconnection agreement
25INR0029 | Whistle Solar | SS Completed, FIS Started, No IA | Gransolar Texas Nineteen, LLC | Tap 138kV 213 Haney – 3478 Navarro | Navarro | NORTH | 2028-05-15 | SOL | PV | 56.3 | 27 | Solar PV (land lease, not building) ¦ 56 MW (small) ¦ COD 2028 (near-term) ¦ Has interconnection agreement
31INR0013 | SCHNEIDER GAS RICE PHASE 2 | SS Completed, FIS Started, IA | LCRA | Double Tap 345kV #7042 Zorn - #7040 Austrop and #7042 Zorn - #9074 Lytton Springs | Caldwell | SOUTH | 2031-05-10 | GAS | IC | 113.02 | 27 | Gas internal combustion ¦ 113 MW ¦ COD 2031 (speculative) ¦ Has interconnection agreement
28INR0463 | Mutz Solar | SS Started, FIS Started, No IA | AETS Development Holdings LLC | Tap 69 kV 5693 San Miguel Tap - 5698 North Calliham Sub | Atascosa | SOUTH | 2028-06-30 | SOL | PV | 72.82 | 27 | Solar PV (land lease, not building) ¦ 73 MW (small) ¦ COD 2028 (near-term) ¦ Has interconnection agreement
19INR0022 | Monte Alto I | SS Completed, FIS Started, IA | Terra-Gen | tap 345kV 8318 Rio Hondo - 8383 N Edinburg | Willacy | COASTAL | 2028-06-01 | WIN | WT | 141.5 | 27 | Wind (land lease only) ¦ 142 MW ¦ COD 2028 (near-term) ¦ Has interconnection agreement
26INR0229 | Pamplona Solar | SS Completed, FIS Completed, No IA | Karol Solar III | Tap 138 kV 44740 WALLIS_S65_8 - 44700 GEBHRT_X65B8 Ckt#65 | Austin | SOUTH | 2028-10-17 | SOL | PV | 42.38 | 27 | Solar PV (land lease, not building) ¦ COD 2028 (near-term) ¦ IA signed + FIS complete (most advanced)
28INR0147 | Fallstone Solar SLF | SS Completed, FIS Started, No IA | Fallstone Solar, LLC | Tap 69kV 3588 Groesbeck - 3637 Otto Junction | Falls | NORTH | 2028-09-21 | SOL | PV | 60.55 | 27 | Solar PV (land lease, not building) ¦ 61 MW (small) ¦ COD 2028 (near-term) ¦ Has interconnection agreement
25INR0246 | VALDIVIAN SOLAR | SS Completed, FIS Started, No IA | Abei Energy Green III LLC | 138kV 1816 Commerce Switch - 1809 Wolf City | Hunt | NORTH | 2028-06-26 | SOL | PV | 74.9 | 27 | Solar PV (land lease, not building) ¦ 75 MW (small) ¦ COD 2028 (near-term) ¦ Has interconnection agreement
26INR0150 | Proving Ground Solar | SS Completed, FIS Started, No IA | Lantana Solar LLC | Tap 138 kV Live Oak (6500) - Santiago (6490) | Schleicher | WEST | 2028-06-30 | SOL | PV | 82.1 | 27 | Solar PV (land lease, not building) ¦ 82 MW (small) ¦ COD 2028 (near-term) ¦ Has interconnection agreement
26INR0718 | PHOTON SOLAR REPOWERING | SS Completed, FIS Started, IA | GulfStar Power, LLC | 44880 Waterh_POI_5 345kV | Wharton | SOUTH | 2027-05-17 | SOL | PV | 0 | 27 | Solar PV (land lease, not building) ¦ COD 2027 (imminent - land deals NOW) ¦ Has interconnection agreement
28INR0404 | Penelope Solar | SS Completed, FIS Started, No IA | Ash Creek Project LLC | New sub in the 234 Chatt - 3473 Ash Creek 138kV line | Hill | NORTH | 2028-12-31 | SOL | PV | 97.5 | 27 | Solar PV (land lease, not building) ¦ 98 MW (small) ¦ COD 2028 (near-term) ¦ Has interconnection agreement
22INR0473 | TAIN SOLAR | SS Completed, FIS Started, No IA | Abei Energy Green VII LLC | tap 138kV 7216 Lockhart - 7224 Luling City | Caldwell | SOUTH | 2027-10-27 | SOL | PV | 37.54 | 27 | Solar PV (land lease, not building) ¦ COD 2027 (imminent - land deals NOW) ¦ Has interconnection agreement
19INR0189 | SP TX-12B Phase III | SS Completed, FIS Started, No IA | ConEd Development | 76040 Castillo 138kV | Upton | WEST | 2025-12-02 | SOL | PV | 40 | 27 | Solar PV (land lease, not building) ¦ COD 2025 (imminent - land deals NOW) ¦ Has interconnection agreement
25INR0227 | SERENGETI SOLAR | SS Completed, FIS Started, IA | Abei Energy Green XIV LLC | Tap 138kV Enloe Tap (bus# 11806) – Delta sub (bus# 1802) | Delta | NORTH | 2028-04-20 | SOL | PV | 76.18 | 27 | Solar PV (land lease, not building) ¦ 76 MW (small) ¦ COD 2028 (near-term) ¦ Has interconnection agreement
28INR0039 | Bullring Wind 3 | SS Completed, FIS Started, IA | Halcon Wind, LLC | Tap 345 kV 80355 DelSol7A - 80079 Cruce Ckt 1 | Starr | SOUTH | 2028-06-30 | WIN | WT | 190.4 | 27 | Wind (land lease only) ¦ 190 MW ¦ COD 2028 (near-term) ¦ Has interconnection agreement
28INR0017 | Sitges Wind | SS Completed, FIS Started, No IA | NextEra Energy Interconnection Holdings, LLC | Tap 345kV 59904 Cottonwood–60500 Edith Clarke | Motley | PANHANDLE | 2030-03-31 | WIN | WT | 600 | 27 | Wind (land lease only) ¦ 600 MW (large) ¦ COD 2030 ¦ Has interconnection agreement
27INR0241 | Callan Solar | SS Completed, FIS Started, No IA | Menard PV, LLC | Tap 69kV 60386 Heartland to 6363 Yellow Jacket | Menard | WEST | 2028-09-01 | SOL | PV | 90.97 | 27 | Solar PV (land lease, not building) ¦ 91 MW (small) ¦ COD 2028 (near-term) ¦ Has interconnection agreement
25INR0590 | Zeus Rusk Solar | SS Completed, FIS Started, No IA | Rusk Solar, LLC | Tap 345kV 3109 Stryker to 3100 Martin Lake | Rusk | NORTH | 2027-03-01 | SOL | PV | 26.8 | 27 | Solar PV (land lease, not building) ¦ COD 2027 (imminent - land deals NOW) ¦ Has interconnection agreement
24INR0120 | Eytcheson Ranches Solar | SS Completed, FIS Started, No IA | Gransolar Texas Fourteen, LLC | Tap 69kV 186 Navarro Mills – 107 Prairie Hill | Navarro | NORTH | 2028-01-01 | SOL | PV | 76.42 | 27 | Solar PV (land lease, not building) ¦ 76 MW (small) ¦ COD 2028 (near-term) ¦ Has interconnection agreement
27INR0307 | Beaverhead Solar SLF | SS Completed, FIS Started, No IA | Beaverhead Solar, LLC | Direct to Sub 69kv #5653 Ben Bolt. | Jim Wells | SOUTH | 2028-07-29 | SOL | PV | 61.5 | 27 | Solar PV (land lease, not building) ¦ 62 MW (small) ¦ COD 2028 (near-term) ¦ Has interconnection agreement
27INR0301 | Hondo Arroyo Solar | SS Completed, FIS Started, No IA | Hondo Creek Solar, LLC | Tap 138 kV 5225 Hondo - 5813 Pearson | Medina | SOUTH | 2028-07-01 | SOL | PV | 60.4 | 27 | Solar PV (land lease, not building) ¦ 60 MW (small) ¦ COD 2028 (near-term) ¦ Has interconnection agreement
22INR0426 | LUBIO SOLAR | SS Completed, FIS Started, IA | BDPU Solar Lubio LLC | tap 138kV 2727 Crandall - 2724 Kaufman Northwest | Kaufman | NORTH | 2028-04-20 | SOL | PV | 54.47 | 27 | Solar PV (land lease, not building) ¦ 54 MW (small) ¦ COD 2028 (near-term) ¦ Has interconnection agreement
28INR0337 | Barrosos Creek Wind 3 | SS Completed, FIS Started, No IA | Cascabel Wind Energy, LLC | #80227 Rapido 345 kV | Zapata | SOUTH | 2028-05-31 | WIN | WT | 197.75 | 27 | Wind (land lease only) ¦ 198 MW ¦ COD 2028 (near-term) ¦ Has interconnection agreement
28INR0338 | Barrosos Creek Wind 4 | SS Completed, FIS Started, No IA | Cascabel Wind Energy, LLC | #80227 Rapido 345 kV | Zapata | SOUTH | 2028-05-31 | WIN | WT | 197.75 | 27 | Wind (land lease only) ¦ 198 MW ¦ COD 2028 (near-term) ¦ Has interconnection agreement
28INR0339 | Corralitos Wind 3 | SS Completed, FIS Started, No IA | Las Crestas Wind Energy, LLC | ETT 345 kV Tiempo #80224 Substation (Tap on 345kV 80225 CENIZO7C - 80307 DELSOL7C) | Zapata | SOUTH | 2028-05-31 | WIN | WT | 196.1 | 27 | Wind (land lease only) ¦ 196 MW ¦ COD 2028 (near-term) ¦ Has interconnection agreement
28INR0355 | Galaxy I Solar | SS Completed, FIS Started, No IA | Galaxy Solar, LLC | Stainback Switch (bus #2217) - Elrod Switch (bus #3159) | Ellis | NORTH | 2028-10-30 | SOL | PV | 99.42 | 27 | Solar PV (land lease, not building) ¦ 99 MW (small) ¦ COD 2028 (near-term) ¦ Has interconnection agreement
28INR0340 | Corralitos Wind 4 | SS Completed, FIS Started, No IA | Las Crestas Wind Energy, LLC | ETT 345 kV Tiempo #80224 Substation (Tap on 345kV 80225 CENIZO7C - 80307 DELSOL7C) | Zapata | SOUTH | 2028-05-31 | WIN | WT | 195.4 | 27 | Wind (land lease only) ¦ 195 MW ¦ COD 2028 (near-term) ¦ Has interconnection agreement
24INR0372 | GIGA AUSTIN SOLAR | SS Completed, FIS Started, No IA | GIGA TEXAS ENERGY LLC | 7047 HORNSBY Substation 138kV | Travis | SOUTH | 2027-03-14 | SOL | PV | -53.3 | 27 | Solar PV (land lease, not building) ¦ COD 2027 (imminent - land deals NOW) ¦ Has interconnection agreement
22INR0425 | MAKALU SOLAR | SS Completed, FIS Started, No IA | Abei Energy Green X LLC | Tap 138kV 977 Pruitt - 971 Greenville | Hunt | NORTH | 2028-07-24 | SOL | PV | 50.16 | 27 | Solar PV (land lease, not building) ¦ 50 MW (small) ¦ COD 2028 (near-term) ¦ Has interconnection agreement
25INR0546 | VISOL 1 SOLAR | SS Completed, FIS Started, No IA | VISOL 1 SOLAR, LLC | Tap 138kV 8683 Comstock - 60389 Corral | Val Verde | WEST | 2028-06-30 | SOL | PV | 94.78 | 27 | Solar PV (land lease, not building) ¦ 95 MW (small) ¦ COD 2028 (near-term) ¦ Has interconnection agreement
26INR0117 | Oyster Creek Solar I SLF | SS Completed, FIS Started, No IA | Oyster Creek Solar 1, LLC | Tap 138kV 42110 Angleton - 42050 Clute | Brazoria | COASTAL | 2027-09-30 | SOL | PV | 0 | 27 | Solar PV (land lease, not building) ¦ COD 2027 (imminent - land deals NOW) ¦ Has interconnection agreement
24INR0508 | White Oak King Wind | SS Completed, FIS Started, No IA | KSK Wind Farm 1, LLC | 345 kV Gauss ( Bus # 60701) | King | WEST | 2030-08-31 | WIN | WT | 606.5 | 27 | Wind (land lease only) ¦ 606 MW (large) ¦ COD 2030 ¦ Has interconnection agreement
30INR0086 | Permian I Wind | SS Completed, FIS Started, No IA | S&S Renewables, LLC | Tap TNMP White Baker (38435)–Bottlebrush(38441) 345-kV double-circuit | Pecos | WEST | 2030-06-30 | WIN | WT | 636.52 | 27 | Wind (land lease only) ¦ 637 MW (large) ¦ COD 2030 ¦ Has interconnection agreement
29INR0042 | Slager Lake Wind | SS Completed, FIS Started, No IA | NextEra Energy Resources Interconnection Holdings, LLC | Tap 345kV 59903 Bearkat – 76000 NORTMC5_1Y; Badger 345 kV Station | Reagan | WEST | 2029-07-01 | WIN | WT | 310.2 | 26 | Wind (land lease only) ¦ 310 MW (mid-size) ¦ COD 2029 (mid-term) ¦ Has interconnection agreement
27INR0384 | Straight Spur Wind | SS Completed, FIS Started, No IA | ENGIE IR Holdings LLC | Tap 345 kV 23876 Clear Fork -11157 Gardenale Switch | Andrews | WEST | 2029-04-01 | WIN | WT | 247.4 | 26 | Wind (land lease only) ¦ 247 MW (mid-size) ¦ COD 2029 (mid-term) ¦ Has interconnection agreement
28INR0408 | Max 4 Wind | SS Completed, FIS Started, No IA | Lake Creek Wind, LLC | Tap 345 kV Gauss7D (Bus# 60703) to Quasar7A (Bus# 60712) Transmission Line | Haskell | WEST | 2029-08-31 | WIN | WT | 352.6 | 26 | Wind (land lease only) ¦ 353 MW (mid-size) ¦ COD 2029 (mid-term) ¦ Has interconnection agreement
28INR0446 | Vista Bluff Wind I "Alternate POI" | SS Completed, FIS Started, No IA | Vista Bluff Windpower, LLC | tap 345 kV (76000) North McCamey - (59903) Bearkat (Benedum 345 kV station that LCRA will build part of 24RPG024). | Upton | WEST | 2029-12-31 | WIN | WT | 290.4 | 26 | Wind (land lease only) ¦ 290 MW (mid-size) ¦ COD 2029 (mid-term) ¦ Has interconnection agreement
28INR0447 | Vista Bluff Wind II "Alternate POI" | SS Completed, FIS Started, No IA | Vista Bluff Windpower, LLC | tap 345 kV (76000) North McCamey - (59903) Bearkat (Benedum 345 kV station that LCRA will build part of 24RPG024). | Upton | WEST | 2029-12-31 | WIN | WT | 290.4 | 26 | Wind (land lease only) ¦ 290 MW (mid-size) ¦ COD 2029 (mid-term) ¦ Has interconnection agreement
29INR0117 | Bendito Wind | SS Completed, FIS Started, No IA | Bendito Wind Farm, LLC | Tap 345 kV80220 Cenizo - 80079 Cruce Ckt 2 | Webb | SOUTH | 2029-07-13 | WIN | WT | 300 | 26 | Wind (land lease only) ¦ 300 MW (mid-size) ¦ COD 2029 (mid-term) ¦ Has interconnection agreement
29INR0146 | Estrella Dorada Wind | SS Completed, FIS Started, No IA | Estrella Dorada Wind Farm, LLC | Tap 345 kV 80079 Cruce - 5901 San Miguel Ckt 2 | Duval | SOUTH | 2029-07-13 | WIN | WT | 306 | 26 | Wind (land lease only) ¦ 306 MW (mid-size) ¦ COD 2029 (mid-term) ¦ Has interconnection agreement
25INR0177 | Triangle Ranch Alpha | SS Completed, FIS Started, No IA | Triangle Ranch Wind | Edith Clark 345 kV (#60500) | Cottle | WEST | 2029-07-01 | WIN | WT | 301.74 | 26 | Wind (land lease only) ¦ 302 MW (mid-size) ¦ COD 2029 (mid-term) ¦ Has interconnection agreement
28INR0307 | Prairie Power Wind | SS Completed, FIS Started, No IA | Prairie Power Wind, LLC | TAP 345KV BUS #1058 LONGSHORE_5 - BUS #10053 CATTLEMEN_5 | Mitchell | WEST | 2029-04-17 | WIN | WT | 302.9 | 26 | Wind (land lease only) ¦ 303 MW (mid-size) ¦ COD 2029 (mid-term) ¦ Has interconnection agreement
29INR0177 | Rattlesnake Gap Wind SLF | SS Completed, FIS Started, No IA | ET Fuels US Inc. | 10119 Tributary Switch 138 kV | Howard | WEST | 2029-06-01 | WIN | WT | 200 | 26 | Wind (land lease only) ¦ 200 MW (mid-size) ¦ COD 2029 (mid-term) ¦ Has interconnection agreement
29INR0063 | Columbine Wind | SS Completed, FIS Started, No IA | Wilson Wind LLC | TAP 345KV BUS #5380 SHAULA- BUS #5133 ELM CREEK | Gonzales | SOUTH | 2029-09-01 | WIN | WT | 295 | 26 | Wind (land lease only) ¦ 295 MW (mid-size) ¦ COD 2029 (mid-term) ¦ Has interconnection agreement
28INR0386 | Sagebrush Wind | SS Completed, FIS Started, No IA | ACE DevCo NC, LLC | TAP 345KV 11420 SWEETWATER EAST - 11406 CENTRAL BLUFF | Nolan | WEST | 2029-12-01 | WIN | WT | 200.5 | 26 | Wind (land lease only) ¦ 200 MW (mid-size) ¦ COD 2029 (mid-term) ¦ Has interconnection agreement
26INR0253 | Goldfinch Solar | SS Completed, FIS Started, No IA | BT DJ4M Solar, LLC | Tap Connection Bus 2485 Poetry Switch – 3223 Shamburger Switch | Van Zandt | NORTH | 2029-03-31 | SOL | PV | 150.77 | 25 | Solar PV (land lease, not building) ¦ 151 MW ¦ COD 2029 (mid-term) ¦ Has interconnection agreement
24INR0020 | Percy Farm Solar | SS Completed, FIS Started, No IA | Percy Farm Solar 1, LLC | Tap 345kV 8123 Blessing - 5915 STP | Matagorda | COASTAL | 2029-05-31 | SOL | PV | 198.63 | 25 | Solar PV (land lease, not building) ¦ 199 MW ¦ COD 2029 (mid-term) ¦ Has interconnection agreement
28INR0160 | Neal Solar | SS Completed, FIS Started, No IA | CH Neal Solar LLC | tap of 138kV 8750 CHARMERP4A - 8127 South Lane City | Wharton | SOUTH | 2029-04-03 | SOL | PV | 146.6 | 25 | Solar PV (land lease, not building) ¦ 147 MW ¦ COD 2029 (mid-term) ¦ Has interconnection agreement
28INR0151 | Chimney Creek Solar | SS Completed, FIS Started, No IA | Chimney Creek Energy, LLC | Tap 345 kV 68000 West Shackelford – 60515 Clear Crossing Ckt 1 | Shackelford | WEST | 2030-05-30 | SOL | PV | 203.88 | 25 | Solar PV (land lease, not building) ¦ 204 MW (mid-size) ¦ COD 2030 ¦ Has interconnection agreement
28INR0195 | Star Grass Renewable Energy Solar SLF | SS Completed, FIS Started, No IA | Star Grass Renewable Energy LLC | Tap 138kV 6310 Putnam - 3378 Carbon_8 | Eastland | NORTH | 2029-09-14 | SOL | PV | 150 | 25 | Solar PV (land lease, not building) ¦ 150 MW ¦ COD 2029 (mid-term) ¦ Has interconnection agreement
26INR0726 | Roadrunner Crossing Wind (Uprate) | SS Completed, FIS Started, No IA | Roadrunner Wind, LLC | 68051 Reata 345kV | Eastland | NORTH | 2026-12-31 | WIN | WT | 3.3 | 25 | Wind (land lease only) ¦ COD 2026 (imminent - land deals NOW) ¦ Has interconnection agreement
28INR0426 | Maratua Solar | SS Completed, FIS Started, No IA | BDPU Solar Maratua, LLC | New 138kV connection on 9 BEDIAS – 4 IOLA | Grimes | NORTH | 2029-12-31 | SOL | PV | 100.51 | 25 | Solar PV (land lease, not building) ¦ 101 MW ¦ COD 2029 (mid-term) ¦ Has interconnection agreement
24INR0160 | Huisache Solar | SS Completed, FIS Started, IA | Huisache Solar, LLC | Tapping the Elm Creek to Shaula circuit 1 | Wilson | SOUTH | 2029-06-30 | SOL | PV | 125.59 | 25 | Solar PV (land lease, not building) ¦ 126 MW ¦ COD 2029 (mid-term) ¦ Has interconnection agreement
28INR0063 | Bluefox Solar 2 | SS Completed, FIS Started, No IA | Industrial November Project LLC | #8754 Zoisite 345kV | Matagorda | COASTAL | 2030-01-17 | SOL | PV | 401.8 | 25 | Solar PV (land lease, not building) ¦ 402 MW (mid-size) ¦ COD 2030 ¦ Has interconnection agreement
28INR0182 | Ponferrada Solar | SS Completed, FIS Started, No IA | Karol Solar VI | Tap 138 KV 3456 CORSWEST1_8 - 3457 CORS_MOBT_8 | Navarro | NORTH | 2029-04-06 | SOL | PV | 148.87 | 25 | Solar PV (land lease, not building) ¦ 149 MW ¦ COD 2029 (mid-term) ¦ Has interconnection agreement
30INR0041 | Bell Song Solar | SS Completed, FIS Started, No IA | Bell Song Solar, LLC | Tap 345 kV #80079 CRUCE7A - #80355 DELSOL7A ckt 1 | Jim Hogg | SOUTH | 2029-09-15 | SOL | PV | 167.6 | 25 | Solar PV (land lease, not building) ¦ 168 MW ¦ COD 2029 (mid-term) ¦ Has interconnection agreement
29INR0243 | Oak Belt Solar | SS Completed, FIS Started, No IA | Oak Belt Solar, LLC | Tap 138kV (Bus #5506) FURHMANSB8 - (Bus #5584) VANDERBILTSW8 | Victoria | SOUTH | 2029-10-15 | SOL | PV | 181 | 25 | Solar PV (land lease, not building) ¦ 181 MW ¦ COD 2029 (mid-term) ¦ Has interconnection agreement
32INR0002 | Radiant Plains Energy Center Solar | SS Completed, FIS Started, No IA | Adapture Solar Development | 7254 Weimar 138 kV | Colorado | SOUTH | 2029-12-27 | SOL | PV | 100 | 25 | Solar PV (land lease, not building) ¦ 100 MW ¦ COD 2029 (mid-term) ¦ Has interconnection agreement
22INR0281 | Pink Solar SLF | SS Completed, FIS Started, IA | Pink Solar, LLC | 971 Pruitt 138kV | Hunt | NORTH | 2029-07-31 | SOL | PV | 152.41 | 25 | Solar PV (land lease, not building) ¦ 152 MW ¦ COD 2029 (mid-term) ¦ Has interconnection agreement
30INR0037 | Solgen Solar | SS Completed, FIS Started, No IA | Lampasas Hybrid Energy LLC | 7066 Adamsville 138kV | Lampasas | NORTH | 2029-08-30 | SOL | PV | 160.2 | 25 | Solar PV (land lease, not building) ¦ 160 MW ¦ COD 2029 (mid-term) ¦ Has interconnection agreement
30INR0018 | Big Canyon Wind | SS Completed, FIS Started, IA | Longfellow Wind, LLC | 38441 Bottlebrush 345kV | Pecos | WEST | 2031-07-01 | WIN | WT | 1500 | 25 | Wind (land lease only) ¦ 1,500 MW (mega project) ¦ COD 2031 (speculative) ¦ Has interconnection agreement
29INR0210 | Sawtooth Solar | SS Completed, FIS Started, No IA | Sawtooth Solar, LLC | Tap to the 345kV Odysseus (Bus#60072) to Bluff Creek (Bus #60040) line | Runnels | WEST | 2030-08-01 | SOL | PV | 201.36 | 25 | Solar PV (land lease, not building) ¦ 201 MW (mid-size) ¦ COD 2030 ¦ Has interconnection agreement
26INR0443 | Sullivan Solar | SS Completed, FIS Started, No IA | Sullivan Solar LLC | Tap 138kV 8798 La Grulla - 8355 Goodwin | Hidalgo | SOUTH | 2029-02-25 | SOL | PV | 170.68 | 25 | Solar PV (land lease, not building) ¦ 171 MW ¦ COD 2029 (mid-term) ¦ Has interconnection agreement
30INR0088 | Mistflower Energy Center Solar | SS Started, FIS Started, No IA | Mistflower Energy Center LLC | Tap 345kV 60072 ODYSSEUS7A– 60040 BLF_CRK7A | Runnels | WEST | 2030-06-01 | SOL | PV | 401.62 | 25 | Solar PV (land lease, not building) ¦ 402 MW (mid-size) ¦ COD 2030 ¦ Has interconnection agreement
26INR0297 | Buzzi Maryneal Wind Project | SS Completed, FIS Started, No IA | Buzzi Unicem USA | 1413 SWEETCRK-9 | Nolan | WEST | 2026-01-02 | WIN | WT | 18 | 25 | Wind (land lease only) ¦ COD 2026 (imminent - land deals NOW) ¦ Has interconnection agreement
28INR0358 | Cherry Sage Solar 1 SLF | SS Completed, FIS Started, No IA | Cherry Sage Solar 1 LLC | (#60423) TREADWELL 138kV. | Concho | WEST | 2029-02-23 | SOL | PV | 142.51 | 25 | Solar PV (land lease, not building) ¦ 143 MW ¦ COD 2029 (mid-term) ¦ Has interconnection agreement
29INR0131 | Caesar Solar | SS Completed, FIS Started, No IA | Caesar Solar, LLC | 59916 Buck Canyon 345 kV | Borden | WEST | 2029-11-26 | SOL | PV | 181.6 | 25 | Solar PV (land lease, not building) ¦ 182 MW ¦ COD 2029 (mid-term) ¦ Has interconnection agreement
28INR0227 | GPlains Solar | SS Completed, FIS Started, No IA | Gypsum Plains Solar, LLC | Tap 138kV #1013 WOLFSS_8 - #1103 SANDHLTA_8 | Ector | WEST | 2029-06-21 | SOL | PV | 151.29 | 25 | Solar PV (land lease, not building) ¦ 151 MW ¦ COD 2029 (mid-term) ¦ Has interconnection agreement
29INR0251 | Sugarberry Solar | SS Started, FIS Started, No IA | EG Sugarberry LLC | 78255 Pinto Creek 138 kV | Kinney | SOUTH | 2029-12-18 | SOL | PV | 127.3 | 25 | Solar PV (land lease, not building) ¦ 127 MW ¦ COD 2029 (mid-term) ¦ Has interconnection agreement
24INR0115 | Aster Solar | SS Completed, FIS Started, No IA | Aster Solar | 7042 Zorn 345kV | Guadalupe | SOUTH | 2029-06-01 | SOL | PV | 160.5 | 25 | Solar PV (land lease, not building) ¦ 160 MW ¦ COD 2029 (mid-term) ¦ Has interconnection agreement
26INR0445 | Sword Solar | SS Completed, FIS Started, No IA | Hidalgo Solar LLC | Tap 138 kV 8394 Liston - 8392 Bates | Starr | SOUTH | 2029-02-22 | SOL | PV | 137.18 | 25 | Solar PV (land lease, not building) ¦ 137 MW ¦ COD 2029 (mid-term) ¦ Has interconnection agreement
27INR0205 | Donna Solar | SS Completed, FIS Started, No IA | Donna Solar LLC | Tap 345 kV (80137) Stewart Road - (8383) North Edinburg CKT ID#01 | Hidalgo | SOUTH | 2029-02-22 | SOL | PV | 168.13 | 25 | Solar PV (land lease, not building) ¦ 168 MW ¦ COD 2029 (mid-term) ¦ Has interconnection agreement
23INR0066 | Accalia Point Solar | SS Completed, FIS Started, No IA | Accalia Point Solar LLC | Tap 345kV 8383 North Edingburg – 79501 Kingfisher | Cameron | COASTAL | 2029-05-31 | SOL | PV | 190.5 | 25 | Solar PV (land lease, not building) ¦ 190 MW ¦ COD 2029 (mid-term) ¦ Has interconnection agreement
29INR0189 | Project Alpha Solar | SS Completed, FIS Started, No IA | SGE Alpha Energy LLC | 138 kV COOPER LAKE PUMP TAP bus# 1822 | Hopkins | NORTH | 2029-08-01 | SOL | PV | 121.95 | 25 | Solar PV (land lease, not building) ¦ 122 MW ¦ COD 2029 (mid-term) ¦ Has interconnection agreement
24INR0078 | Apogee Wind II | SS Completed, FIS Started, No IA | King Creek Wind Farm 3, LLC | 60791 Perigee Substation 345kV | Throckmorton | WEST | 2027-03-31 | WIN | WT | 47.25 | 25 | Wind (land lease only) ¦ COD 2027 (imminent - land deals NOW) ¦ Has interconnection agreement
22INR0392 | Kalina Solar | SS Completed, FIS Started, No IA | Aurora Solar LLC | 8606 Goddard 345kV | San Patricio | COASTAL | 2029-05-31 | SOL | PV | 120 | 25 | Solar PV (land lease, not building) ¦ 120 MW ¦ COD 2029 (mid-term) ¦ Has interconnection agreement
25INR0439 | Stephens Ranch Wind Repower | SS Completed, FIS Started, No IA | Stephens Ranch Wind Energy, LLC | 59900 Long Draw 345 kV | Borden | WEST | 2027-10-01 | WIN | WT | 12.4 | 25 | Wind (land lease only) ¦ COD 2027 (imminent - land deals NOW) ¦ Has interconnection agreement
28INR0301 | Carpet Tech Solar One | SS Completed, FIS Started, No IA | CT Solar One | #59911 MHOS 345 kV | Kent | WEST | 2029-06-01 | SOL | PV | 110.7 | 25 | Solar PV (land lease, not building) ¦ 111 MW ¦ COD 2029 (mid-term) ¦ Has interconnection agreement
25INR0583 | Shannon Wind Repower | SS Completed, FIS Started, No IA | Shannon Wind, LLC | 1458 Cobb Switching Station 345 kV | Archer | WEST | 2027-09-15 | WIN | WT | 18.52 | 25 | Wind (land lease only) ¦ COD 2027 (imminent - land deals NOW) ¦ Has interconnection agreement
27INR0152 | New Shepherd Solar | SS Completed, FIS Started, No IA | New Shepherd Energy Center, LLC | the Kenedy Switching Station #2 (#8186) – Rosata POD (#8153) line, AEP. | Karnes | SOUTH | 2029-09-30 | SOL | PV | 150.81 | 25 | Solar PV (land lease, not building) ¦ 151 MW ¦ COD 2029 (mid-term) ¦ Has interconnection agreement
28INR0344 | Amphion Solar Phase 3 | SS Completed, FIS Started, No IA | Amphion Solar, LLC | TAP 345KV (#5709) Fowlerton - (#5901) SAN MIGUEL LINE Ckt-2 | Atascosa | SOUTH | 2029-11-15 | SOL | PV | 115.4 | 25 | Solar PV (land lease, not building) ¦ 115 MW ¦ COD 2029 (mid-term) ¦ Has interconnection agreement
29INR0077 | Fluvanna Max Solar SLF | SS Completed, FIS Started, No IA | Fluvanna Max Solar LLC | 11305 DERMOTT 345 kV | Scurry | WEST | 2029-09-14 | SOL | PV | 152.7 | 25 | Solar PV (land lease, not building) ¦ 153 MW ¦ COD 2029 (mid-term) ¦ Has interconnection agreement
29INR0058 | Brahman Renewables Solar | SS Completed, FIS Started, No IA | Brahman Renewables | Tap Voss Lake switch #3751 – Badger Switch #3761 345 kV | Milam | SOUTH | 2029-05-01 | SOL | PV | 100.6 | 25 | Solar PV (land lease, not building) ¦ 101 MW ¦ COD 2029 (mid-term) ¦ Has interconnection agreement
28INR0064 | Bluefox Solar 3 | SS Completed, FIS Started, No IA | Industrial November Project LLC | #8754 Zoisite 345kV | Matagorda | COASTAL | 2030-04-18 | SOL | PV | 201.8 | 25 | Solar PV (land lease, not building) ¦ 202 MW (mid-size) ¦ COD 2030 ¦ Has interconnection agreement
27INR0305 | Kurtz Solar SLF | SS Completed, FIS Started, No IA | Kurtz Solar, LLC | Tap 69kV #8206 Charlotte - #8607 Jourdanton | Atascosa | SOUTH | 2029-05-31 | SOL | PV | 101.9 | 25 | Solar PV (land lease, not building) ¦ 102 MW ¦ COD 2029 (mid-term) ¦ Has interconnection agreement
27INR0380 | La Mancha Solar SLF | SS Completed, FIS Started, No IA | La Mancha Solar, LLC | Tap 69kV 5836 NBatesville - 5822 Leona | Zavala | SOUTH | 2028-10-10 | SOL | PV | 40.9 | 24 | Solar PV (land lease, not building) ¦ COD 2028 (near-term) ¦ Has interconnection agreement
20INR0012 | Lueders Solar | SS Completed, FIS Started, No IA | Innovative Solar 75 | Tap 138kV 6161 Paint Creek - 6200 Ft Phantom | Haskell | WEST | 2028-12-31 | SOL | PV | 40 | 24 | Solar PV (land lease, not building) ¦ COD 2028 (near-term) ¦ Has interconnection agreement
25INR0002 | Barcelona TxHSR TPSS HN-4 | SS Completed, FIS Started, No IA | Texas Central Rail Holdings, LLC | tap 138kV 45885 HocklyC - 46220 Peters | Harris | HOUSTON | 2028-07-15 | OTH | OT | 50 | 24 | Other (OTH/OT) ¦ 50 MW (small) ¦ COD 2028 (near-term) ¦ Has interconnection agreement
25INR0006 | Atlanta TxHSR TPSS DS-1 | SS Completed, FIS Started, No IA | Texas Central Rail Holdings, LLC | tap 138kV 2429 Watermill E - 3083 Wilmer | Dallas | NORTH | 2028-07-15 | OTH | OT | 50 | 24 | Other (OTH/OT) ¦ 50 MW (small) ¦ COD 2028 (near-term) ¦ Has interconnection agreement
28INR0188 | Ashra Solar SLF | SS Completed, FIS Started, No IA | Ashra Solar, LLC | Tap 69kV bus#5823 UVALDE Switch (UVALDESW9) to bus#5820 UVALDE SUB (UVALDESUB9) | Uvalde | SOUTH | 2028-06-14 | SOL | PV | 40.25 | 24 | Solar PV (land lease, not building) ¦ COD 2028 (near-term) ¦ Has interconnection agreement
25INR0005 | Tokyo TxHSR TPSS EW-1 | SS Completed, FIS Started, No IA | Texas Central Rail Holdings, LLC | tap 138kV 2241 Ennis W - 2321 Waxahachie | Ellis | NORTH | 2028-07-15 | OTH | OT | 50 | 24 | Other (OTH/OT) ¦ 50 MW (small) ¦ COD 2028 (near-term) ¦ Has interconnection agreement
27INR0421 | M-Bar Solar I | SS Completed, FIS Started, No IA | M-Bar Energy I, LLC | 1141 Holt Switch Substation 138kV | Ector | WEST | 2028-09-18 | SOL | PV | 30.21 | 24 | Solar PV (land lease, not building) ¦ COD 2028 (near-term) ¦ Has interconnection agreement
27INR0375 | Buck Ranch Solar SLF | SS Completed, FIS Started, No IA | Buck Ranch Solar, LLC | 5690 WEST GEORGE WEST SUB 69kV | Live Oak | SOUTH | 2028-08-02 | SOL | PV | 40.8 | 24 | Solar PV (land lease, not building) ¦ COD 2028 (near-term) ¦ Has interconnection agreement
30INR0047 | Mandolin Load | SS Started, FIS Started, No IA | Mandolin Solar Project, LLC | Del Sol (Series CAP LINE SIDE) BUS #80307 to Cenizo (CAP LINE SIDE) BUS #80225 Transmission Line | Starr | SOUTH | 2028-11-15 | SOL | PV | 0 | 24 | Solar PV (land lease, not building) ¦ COD 2028 (near-term) ¦ Has interconnection agreement
27INR0515 | Paolo Sole Gustine Solar | SS Completed, FIS Started, No IA | Viridian Power Development, LLC | #273 Gustine 69 kV | Comanche | NORTH | 2028-07-11 | SOL | PV | 40.34 | 24 | Solar PV (land lease, not building) ¦ COD 2028 (near-term) ¦ Has interconnection agreement
26INR0001 | Turin TxHSR TPSS HN-6 | SS Completed, FIS Started, No IA | Texas Central Rail Holdings, LLC | 8 Crutchfield 138kV | Grimes | NORTH | 2028-07-15 | OTH | OT | 50 | 24 | Other (OTH/OT) ¦ 50 MW (small) ¦ COD 2028 (near-term) ¦ Has interconnection agreement
24INR0104 | Braswell Solar | SS Completed, FIS Started, No IA | Gransolar Texas Nine, LLC | Tap 69kV 147 Lorena - 3580 Eddy Substation (Will be converted to 138kV line before 3/14/25 per TSP) | McLennan | NORTH | 2028-03-15 | SOL | PV | 42.6 | 24 | Solar PV (land lease, not building) ¦ COD 2028 (near-term) ¦ Has interconnection agreement
27INR0516 | Paolo Sole Hamilton Solar | SS Completed, FIS Started, No IA | Viridian Power Development, LLC | #258 Hamilton 69 kV | Hamilton | NORTH | 2028-07-11 | SOL | PV | 40.63 | 24 | Solar PV (land lease, not building) ¦ COD 2028 (near-term) ¦ Has interconnection agreement
28INR0274 | Wood Fern Wind | SS Completed, FIS Started, No IA | Wood Fern Wind LLC | Tap 345kV #2432 Tri-Corner to #3102 Tyler Grande | Van Zandt | NORTH | 2029-06-07 | WIN | WT | 197.3 | 23 | Wind (land lease only) ¦ 197 MW ¦ COD 2029 (mid-term) ¦ Has interconnection agreement
29INR0178 | Rattlesnake Gap Solar SLF | SS Completed, FIS Started, No IA | ET Fuels US Inc. | 10119 Tributary Switch 138 kV | Howard | WEST | 2029-06-01 | SOL | PV | 93 | 23 | Solar PV (land lease, not building) ¦ 93 MW (small) ¦ COD 2029 (mid-term) ¦ Has interconnection agreement
27INR0242 | Stonewall Solar | SS Completed, FIS Started, No IA | Stonewall PV, LLC | #755 BEPC ASPERMONT 69KV | Stonewall | WEST | 2029-01-15 | SOL | PV | 60.2 | 23 | Solar PV (land lease, not building) ¦ 60 MW (small) ¦ COD 2029 (mid-term) ¦ Has interconnection agreement
22INR0480 | Pachanga Wind | SS Completed, FIS Started, No IA | Pachanga Wind LLC | tap 345kV 5966 Palmito - 80137 Stewart Rd | Cameron | COASTAL | 2030-04-08 | WIN | WT | 300 | 23 | Wind (land lease only) ¦ 300 MW (mid-size) ¦ COD 2030 ¦ Has interconnection agreement
24INR0289 | Ratcliff Solar | SS Completed, FIS Started, No IA | Greenalia Solar Power Ratcliff | Tap 138kV 3279 Long Lake Tap Switch - 3280 Long Lake | Freestone | NORTH | 2029-04-07 | SOL | PV | 85.74 | 23 | Solar PV (land lease, not building) ¦ 86 MW (small) ¦ COD 2029 (mid-term) ¦ Has interconnection agreement
21INR0006 | Giddings Wind | SS Completed, FIS Started, No IA | Pioneer Natural Resources | 71212 Upton 138kV | Upton | WEST | 2030-09-09 | WIN | WT | 240 | 23 | Wind (land lease only) ¦ 240 MW (mid-size) ¦ COD 2030 ¦ Has interconnection agreement
26INR0304 | JUNIPERUSSS | SS Completed, FIS Started, No IA | BLUE STONE RENEWABLE XXI LLC | TAP CASHSW_T5 (2464) -SULSP_SS1_5 (1697) | Hopkins | NORTH | 2029-07-09 | SOL | PV | 80.33 | 23 | Solar PV (land lease, not building) ¦ 80 MW (small) ¦ COD 2029 (mid-term) ¦ Has interconnection agreement
25INR0401 | WOE Gyp King Wind | SS Completed, FIS Started, No IA | KSK Wind Farm 1, LLC | Tap 138kV 33798 GYP_18 – 6088 BENJ4A | King | WEST | 2030-08-31 | WIN | WT | 304.29 | 23 | Wind (land lease only) ¦ 304 MW (mid-size) ¦ COD 2030 ¦ Has interconnection agreement
25INR0377 | Proteus Vernon Solar SLF | SS Completed, FIS Started, No IA | Vernon Solar and Storage LLC (a Delaware LLC) | 6060 Vernon 138kV | Wilbarger | WEST | 2029-02-18 | SOL | PV | 75 | 23 | Solar PV (land lease, not building) ¦ 75 MW (small) ¦ COD 2029 (mid-term) ¦ Has interconnection agreement
29INR0107 | 7L Solar SLF | SS Completed, FIS Started, No IA | 7L Solar, LLC | Tap 69kV 5870 Brundage - 5868 Big Wells | Dimmit | SOUTH | 2029-11-13 | SOL | PV | 71.6 | 23 | Solar PV (land lease, not building) ¦ 72 MW (small) ¦ COD 2029 (mid-term) ¦ Has interconnection agreement
27INR0584 | Lytton Springs Solar | SS Completed, FIS Started, No IA | SMT Lytton Springs LLC | Lytton Springs (#9074) – Fayette Plant (#7055) 345 kV Line | Caldwell | SOUTH | 2029-12-01 | SOL | PV | 55.3 | 23 | Solar PV (land lease, not building) ¦ 55 MW (small) ¦ COD 2029 (mid-term) ¦ Has interconnection agreement
26INR0507 | Los Vientos IB Repower | SS Completed, FIS Started, No IA | Los Vientos Windpower IB, LLC | #8319 RIOHONDO 138 kV | Willacy | COASTAL | 2029-03-01 | WIN | WT | 184.8 | 23 | Wind (land lease only) ¦ 185 MW ¦ COD 2029 (mid-term) ¦ Has interconnection agreement
25INR0129 | Demeter Solar | SS Completed, FIS Started, No IA | Demeter Solar, LLC | Tap 138kV 7224 LULING - 7216 LOCKHART | Caldwell | SOUTH | 2029-06-01 | SOL | PV | 88 | 23 | Solar PV (land lease, not building) ¦ 88 MW (small) ¦ COD 2029 (mid-term) ¦ Has interconnection agreement
28INR0269 | Soluce Bravo Solar | SS Completed, FIS Started, No IA | BNPB1, LLC | tap 345kV 1444 BROWN - 11441 CORN TRAIL SW CKT2 | Brown | NORTH | 2029-09-17 | SOL | PV | 80.82 | 23 | Solar PV (land lease, not building) ¦ 81 MW (small) ¦ COD 2029 (mid-term) ¦ Has interconnection agreement
28INR0262 | Pasture Rose Wind | SS Completed, FIS Started, No IA | Pasture Rose, LLC | TAP 345KV BUS 3721 STRANGER SW - 3711 BALE_S5 | Falls | NORTH | 2029-06-07 | WIN | WT | 198.7 | 23 | Wind (land lease only) ¦ 199 MW ¦ COD 2029 (mid-term) ¦ Has interconnection agreement
28INR0113 | Axis Ridge Wind | SS Completed, FIS Started, No IA | Axis Ridge Wind, LLC | 60210 Friess Ranch 138KV | Sutton | WEST | 2030-03-19 | WIN | WT | 392 | 23 | Wind (land lease only) ¦ 392 MW (mid-size) ¦ COD 2030 ¦ Has interconnection agreement
28INR0431 | Solarville Wind SLF | SS Completed, FIS Started, No IA | Ville Solar, LLC | Tap 345 kV (#2432)Tri Corner - (#3105) Elkton | Kaufman | NORTH | 2028-09-19 | WIN | WT | 0 | 22 | Wind (land lease only) ¦ COD 2028 (near-term) ¦ Has interconnection agreement
31INR0009 | Bell Song Solar 3 | SS Completed, FIS Started, No IA | Bell Song Solar, LLC 3 | Tap 345 kV #80079 CRUCE7A - #80355 DELSOL7A ckt 1 | Jim Hogg | SOUTH | 2030-08-31 | SOL | PV | 167.6 | 22 | Solar PV (land lease, not building) ¦ 168 MW ¦ COD 2030 ¦ Has interconnection agreement
27INR0105 | Starlight Solar | SS Completed, FIS Started, IA | Mills Tx Solar LLC | tap the 138 kV Goldthwaite (#7070) – San Saba Switch (#77074) | Mills | NORTH | 2030-05-09 | SOL | PV | 130.72 | 22 | Solar PV (land lease, not building) ¦ 131 MW ¦ COD 2030 ¦ Has interconnection agreement
30INR0049 | Bell Song Solar 2 | SS Completed, FIS Started, No IA | Bell Song Solar, LLC 2 | Tap 345kV (#80079) CRUCE7A - (#80355) DELSOL7A ckt 1 | Jim Hogg | SOUTH | 2030-03-16 | SOL | PV | 167.6 | 22 | Solar PV (land lease, not building) ¦ 168 MW ¦ COD 2030 ¦ Has interconnection agreement
27INR0312 | HILLBORO WIND | SS Completed, FIS Started, No IA | Abei Energy Green XI LLC | Tap 138 kV 3522 HILLBORO1_8 - 234 CHATT | Hill | NORTH | 2028-09-21 | WIN | WT | 27.77 | 22 | Wind (land lease only) ¦ COD 2028 (near-term) ¦ Has interconnection agreement
27INR0512 | Silver Hills Windpower | SS Completed, FIS Started, No IA | Silver Hills Windpower, LLC | 10066 Prong Moss Switch 138kV | Howard | WEST | 2029-06-01 | WIN | WT | 54.05 | 21 | Wind (land lease only) ¦ 54 MW (small) ¦ COD 2029 (mid-term) ¦ Has interconnection agreement
27INR0022 | Panhandle Flagship Solar 1 | SS Completed, FIS Started, IA | Panhandle Solar Group Operating Company LLC | 345 kV Railhead Substation (RAILHEAD #79005) | Carson | PANHANDLE | 2031-06-30 | SOL | PV | 439.4 | 20 | Solar PV (land lease, not building) ¦ 439 MW (mid-size) ¦ COD 2031 (speculative) ¦ Has interconnection agreement
27INR0024 | Panhandle Flagship Solar 3 | SS Completed, FIS Started, IA | Panhandle Solar Group Operating Company LLC | 345 kV Railhead Substation (RAILHEAD #79005).Station 3 (27INR0024) connects to Station 2 (27INR0023) via a 4.4 mile internal tie line. Station 2 connects to Station 1 (27INR0022 & 27INR0025) via a 4.9 mile internal tie line. Station 1 connects to POI | Hutchinson | PANHANDLE | 2031-06-30 | SOL | PV | 260.3 | 20 | Solar PV (land lease, not building) ¦ 260 MW (mid-size) ¦ COD 2031 (speculative) ¦ Has interconnection agreement
27INR0023 | Panhandle Flagship Solar 2 | SS Completed, FIS Started, IA | Panhandle Solar Group Operating Company LLC | 345 kV Railhead Substation (RAILHEAD #79005). Station 2 (27INR0023) connects to Station 1 (27INR0022 & 27INR0025) via a 4.9 mile internal tie line. Station 1 (27INR0022 & 27INR0025) connects to POIB via 22.5 mile tie-line | Hutchinson | PANHANDLE | 2031-06-30 | SOL | PV | 304.4 | 20 | Solar PV (land lease, not building) ¦ 304 MW (mid-size) ¦ COD 2031 (speculative) ¦ Has interconnection agreement
29INR0013 | Cattle Drive Solar | SS Completed, FIS Started, IA | Cattle Drive Solar, LLC | 76000 North McCamey 345kV | Crane | WEST | 2031-03-21 | SOL | PV | 307 | 20 | Solar PV (land lease, not building) ¦ 307 MW (mid-size) ¦ COD 2031 (speculative) ¦ Has interconnection agreement
27INR0111 | Malachite Solar | SS Completed, FIS Completed, IA | Malachite Solar LLC | The 345 kV Hillje (#44200) – Holman (#9073) Line; AEN. | Wharton | SOUTH | 2032-04-30 | SOL | PV | 184.55 | 20 | Solar PV (land lease, not building) ¦ 185 MW ¦ COD 2032 (speculative) ¦ IA signed + FIS complete (most advanced)